## CB_DATA_ (hidden)
Crystal Ball Data
Workbook Variables | Last Var Column | 0
Name:
Value:
Worksheet Data | Last Data Column Used
2
Sheet Ref
#REF! | #REF!
Sheet Guid
162bf5f6-f421-4de0-85f4-d908ee7629cc | 12115544-690e-42fd-8adb-150c253b8934
Deleted sheet count
Last row used
28 | 26
Data blocks
CB_Block_0
㜸〱敤㕣㕢㙣ㅣ㔷ㄹ摥㤹摤㔹敦慣敤搸㡤搳㑢㐲㘹㕤㑡改挵挱㡤搳愶愵㐰〸扥挴㐹㡡ㄳ扢戱㤳ㄶ〱摡㡣㜷捦搸搳散捣戸㌳戳㡥㕤㉡㈸扤㈱敥㔰㠹㝢愱㔵㠵㤰㜸攱昲㐰㘹愱て㈰㈱㠱㔰㉢昱〰て㐸㍣ㄴ㠴攰㠱㡢㈲昱挲〳㔲昹扥㌳㌳扢戳扢摥戱扢㙤挱㐵㍥改ㅥ㥦㌹户㌹攷扦㥦晦㍦搳㡣㤲挹㘴㕥㐶攲㕦愶ㅣぢ㔷捥慦晢㠱戰㐷㈷摤㙡㔵㤴〳换㜵晣搱㜱捦㌳搶㘷㉣㍦挸愲㐳扥㘴愱摤搷㑡扥㜵扦㈸㤴㔶㠵攷愳㤳㤶挹ㄴち扡㡡㜶㑥挲摦㘰晣愰㜳㔴㕦づ搹挲攴挴散攲扤㤸㜵㍥㜰㍤戱㝦昸㙣㌸昶昰搸搸攸搸攸愱〳户摥㌶㝡㘰晦昰㘴慤ㅡ搴㍣㜱搸ㄱ戵挰㌳慡晢㠷攷㙡㡢㔵慢晣㍥戱扥攰㥥ㄷ捥㘱戱㜸攰㤶㐵攳搶㜷㡣摤㝡攸㤰㜹挷ㅤ敦攸挳慢㌳愷㈶㈷收㍣㘱晡慦搱㥣ㅡ㤷㝣敢㤴㈸㕢摣㥢㄰㥥攵㉣㡤㑥㑥攰扦挴晡昱㜴晢攸晣戲㄰〱㕦㉤㍣攱㤴㠵慦㘳㘰慦㍤敥晢㌵㝢㠵挰搳敤㘹㙣戵㙣昸㠱㘶㑦㡡㙡㔵户攳㔹ぢ昶㉣㘰㔷㌵搶晢散㜹攱昸㔶㘰慤㕡挱㝡摥㕥挰㐴㤵㝥晢㡣㉦㑥ㅢ捥㤲㌸㘵搸㐲戳㡦搵慣㑡㉥㑣㤹散昵昱ㄴ挹㠵挹敤㡦㡥晢昶攴戲攱挹ㄵ昹〴㑣㑡摦㘹慦摣摣昷摡捥昳㜲改昲つ㥣昳扡捥晤搰㜲搶昰敡㍤㐷㍡昷㡣㌶摦扣㠲㥢㍢昷㑦挰愸㜹捣㡤㥤挷㐸㔰㌶昷㔶㝡㈳晡㤶㄰挵㘶昴㍣戳ㅥ㘶〵㘶㐴愰㕥㘴搶换慣て㤹㤲晢㈷戸㈴㌹㤰㑤㙡挹㔰㑢㡢㙡愹慣㤶㉡㙡㐹愸㈵㔳㉤㉤愹愵㘵戵㘴愹愵㝢搵搲㜹昴㠹㔳愱愷㐷㡤搲て㡦㥡㍦㝤敡㠱㙦㑤㍦昹攴㕦㍦昲昷挷ㅥ晥㑡摦㉥㜴扡㉢㕡搴㤴㘷㕣〰愹㌵愸昸攰攸〱晥摢㥣㉢挰ㄴ收㈱昳㜶㜳㙣慣㜲攸㠰㜱㡢愱㜱㕢㈹挸㙦㈲㤴㐱昴敤㌳敦戶㥣㡡㝢㐱攲敥捡〹挳ㄷつ挰㡤㐴㙤ㄳ㙥捤愹昸㙦摡戸㜱㍥㌰〲戱慦戵慤㌱㐹摢戰㜹戰㤵昰攵晢慥㙡ㅤ㜶搶愸搶挴昸㥡ㄵ㌶扦戹愵搹㥥昳摣挵捥慤搳㥥戸慦摥摡戶愲㜱〸戵㔵㌹㜷摢㉥挳愶㜰㕤挳㤳换慥㉦ㅣ戹扣ㄱ㝢捥㉡㥦ㄷ摥扣愰㐸ㄴㄵ戹搵㑢搹ㄴ㜱晤挸慣㠳㡤㠲㕢㉢㙦㐹搶㥡㐷搷〲㌰戳愸㘰扤㉢挲ぢ搶ㄷ㡣挵慡戸慣愹㑢昸㑥㌴散㙤慡㥥㜶换㌵㝦搲㜵〲捦慤㌶户㡣㔷㔶つ㐸㥡捡㐹户㈲㜲戹㡣ㄴち㄰戸搹慣愲㘴㙥敡捣ぢㄲㄱ〹ㄴ㤳㤱慦㘸㈶扢搱搳搸ㅤ㜶㔱ㄵ愴㐹昵慤㥢㑣挶昵㑡ㄹ㤳挲㠱㠹㍤㔱㝦昰愵㌷㙣㌲㙤ㅤ㜳慦㙦㘷㔵ㅤ㡡㜶㝦㜴㔵㌸挱㜱挳愹㔴㠵㤷慡晤ㄴ慥㐸ㅦ㐰愶㕤㠴㐰攸〸㍤慡㍡㘵㑤㔹搷㉥㔸㤵㘰㌹扦㉣慣愵攵〰㜵搰㤰㠵〲㐱摢㤶昴㑢㔰愵敦㘶㌶㠴慣㔸捣攴昷戰㔳扥㠸㤴搱㈸㥤㔲㜸戹㐹㤰㜳㕣ㄳ㉦昷㤹搳㔶㌵㄰愱㔰ㅥ㌰㠱㤱㔰慢㐹昴昵㤳㐴㍤愳ㅣ㉡㡣㍤收㈴愸搴戰㥣㘰扤挱户㙤㕣ㄲㄲ搱㡥㉣搸㜶戲㠰愲愰㔹ㅥ愴昰ㅡ㠸愶㐵ㅡ愴㜷㑥㄰ㄱ搹㈰㐵戳㘳收㘶㈲㘳晦ㄴㄹ㠱晥㐹㈲㘴敦〳㥤㘵〴㠹扤㥤㐸㌹愸㈳㍦敥㐸戳㡤㙣昹㔰㥡㕤ち挰改㤷㌱扢㥣搹ㄵ捣昶㈲㔳晥っ〹㐷㈹㠷㜲㜳搲摦㠴㘷晤㑡㘶㙦㐶〶昹愴㔳收㐴愲㡡㌶搴㔶散㐸昶敢㠷㥤㉣㡤攲㔰ㄴ搱㌲慥摢㤹晤戶㐴㜴㘴㜵㙥て㕤㥢㤳㍡昶㙤㥤㘹㌳戹ㅤ㔲㘴㑡搷攴㕥㌷改㥡〴〴扢㜶愹户慥挶㔰㝤㤸搹㌵挸㡡晡㕢㤸㐳戹搰攰摤㥡㐵㑦㤳昲つ㘱ㄶ㠵挶㔰㤷ち㍥㈲㘴ㅥ〱㔲㠴㕣摢昱㘵挷㠶愶㌹㌸㘲扥攱㙤攸晤㥤昹㍢㐲㝡㡢摥摣搱㍢昴ㄷ扤㐲㉢晡㕡戰㤷昲晢㡥㍡收㍡㌴敢㙦㘳㜶㍤戲ㄶㅤ挳搳昷㉢昵ㄴ㐸戳搸㑥㘰㙥㌷扤㉥搲捡㕤㔸㕦ㄱ㔲〳昵㤹ぢ㠶户㈴〲㜸㌰㑥㑣挱ㄶ㜶㍤㑦㔴㜱愸慤挸ち㥥㕦㉥㙦慥昴愷㍤搷㘶晤㡥㡤散扦㈱ㄴ㐳㉥愷㘶㌳㉤㌶㜲㡡慤㤹昰㌹㈵㈸㠷㍡昸㤶捥㐲㈲㌱愸㤹扣㌸㉥晤㝣戹㈳㐹扡㤰㈴㌷〲慣晡㑤挸㈰㈵㤴摦㜶㤴㈸晢搹敤敤戲㕢戳挵㑡て㕦捡改愴挵㠷搸㈶㐷㝡㐳㠷敤〴晣〷㝥扦㍤㙦搹㜵㘱搱㙢捦〹慦っ摦㠲㔵ㄵ挵搰㉤㑢㔱戳㈳㉢摥㈰戲㈲㥢㙤㍢㑦愷昸搷㈴㥤戴㐸㠹㔴㙥㑦㙤㑣㌹㡢㌷㠸㡡㙥㐸ち㤵ㄴ搷㔰㕤〲㤱昲搸㜷㐷挴㜴㈱㘲㙥〶攰昴〳捣挶㤸ㅤ㐴愶扤〸㐹戳㔵挰㌳ㅣ搶戳㑡㤷㜶愹㤴㈹㄰つ搲㐵昸㐲㐷㘱㜵㠸慦戹㡤搹敤挸㕡捣ㅦ㍡㈰㔳〸㔱愲㍣㐱㠸㌲㡣㘱㥥戵挴〵搲挰㉥ㄳ㠱愵挹㥡ㅦ戸㌶㈳㑢晤收㤴㝢捡つ愶㉣㝦〵㤱愸㈱㌳㉡摣扤㉣ㅣ㔰㤷〷摢愷愵捥㕤㔹ㄱㄵ摤㥣㜷㙢㄰㙤㈷愶戶挳挱ㅣ攰㠰㉤㈹捦收慡㠲搴摤昹ㄸ㔳㈸㠰戴昴户搲ㅢ扢㈵敦㌷て㝤〳つ㠸㉥㔸㐱㔵昴㥡㈱搳戱㕣㌰〱㐵㐴づ㉡㍤收挲戲㈷挴㔴扦㜹捣戳㉡㔵换ㄱ㐴〶㙣㑣〶敢㘶挴ㄲ愲〴㜳㉥㘳㠰慥搳㙦㉥㜸㠶攳慦ㄸっ㈸慥敦㙥㝡㤲㘱ㄱ捤㥣戰ㅣㅦ慦㤱㔸㘴㜹挰㥣㕦㜶㉦㈰㘲㕢戳㥤㘳挶㡡扦㉤戰㐲愲て㤳㐴㡤愲㉡慡慡ㄴ搴㐲户昸攱㠱㍣㤳㈱敦攵㤸㐹㕣㘵㌴晡捣㔳戴㌷敤晡㈸㐶㐳㍢㥤㙢敡㐳昴愸㕥㤹㑤㤵挲攴㔴晤づ㡥㜹㈷戲㍢㡦㥤㌹搱㠸捣扤慡㤸戵㐶㉦㝦㡡㡣㤷㘴㔱て㠴搰㐷户㉢㈴ㄵ搶㤱㜲挰㠱挰㌸㥦㕡挹慦㘸捡㍥愴扥㕤㡤攲㌴㈲㐹㝤收㡣戱㈸慡㠸㐷摢㐶戰㉢㝣愰ㄹ㙢ㅢ㔵㍦㙡㥢㜴㙤摢㈰㘹㤱㉣攷换〶㈹㜸扣ㄶ戸㈷㉤㐷㌷㤱㐹晡㡢慡㡣㌵㔴ㄹ㙢戲慡捦㍣捤搰愰㉣㜳㉥㜷挹昰慣㘰搹戶捡〵㍥㌰㝣户㉤㘸ㄲ㑣㑥挹ㅢ愷㔸㘶っ户㔸昳㘷㘰戲昹愳㐰昷㈸攴㈸㐱㐷昴㠳㜲㔵㈵㡦㝦㑡㤷㡥㈵〸ㄸ改㈹搵摦㡤搹㌴㜹㍢〲㈲㐷愶㡢昱ㅤ㡣㡢ㅦ㐵㑤㈸㠴㠸昵ㄴㄲ㠱㔷㌰㈱攴改攲捥㥢㘷ㅣ㉢〰昶㠸戱㘹㉢㤸昲㠱㜲㘴㈸捡攳敤㍥㠹搵挴愰㤱扡㔶戸扡扤愹㐹㑤㕣搵摥㥥搴ㅢ㙦摤愰㌹搴㈸〹㐵戲㔹㈷愹㔹㌶㔸攳㜶㔲㌵㡡㔴摣戱戶㔱搲摣愶つ戸㔳㡡扣ち挵㈴㘹㈶愳扦㐷ㄲち〲扤㤱㡥愲捦㍥㥤㍣ㄲㄱㅢ摡〰㐵敡愹戰慥㍦ち〹㥥挰戵㤳㡡㈸㐶㑦攰敦㕤㔱㜱戶ㄶ㌴戵ㄸ㙢㐳㔱换㜸戵㍡敢挰㑡㈸ㅢ㕥㘵㥢戰㌴昶ㄶ㙡ㄸ挹㥤摤㙡晦㄰扣〹㐶㡣搸㤰㘱㤱ㄴ㍦㌰搸㄰捣㤵㠸愸搲㍡敢㈷愸敢搵〵㍥㥤ㄴ㠶㈳㌱㌰ㅦ㔴愶挴慡㌴挳ㅡ㤶晣㤰ㅣ㔰㍦㉤㑡㌹慡㥢攳㡢㍥㔴㝡㐰㌹ㅥ㤵㈴㠳敢收㘹扡愵㜰㠹〱㘲㌷㉡捤㤵〳㠴㜶敢ㄳ昰㘴戰㝤戰〳㠸㠴愱ㄳ㕡㘷㤴愰昹ㄴ挲㙤摥〴㜹愷㑢㡣㐲㤰㥡㌲晤攳㠸昲戵慦㌲㝤攷㐸㈶㉥㐴㑣挴㜰㔷㡡昵〰攴㈶㈳㤳攴愲愱㌸㘰ㅥ㑡㌶㈹戴晡攲㍡㥡ㄸ晤㌴昹扣〰户㜸ㄸ换ㅡ㈰摢㔴㜱捦㉤戰愰㑤慢敢扢捣ㄳ㑥戹㕡慢〸愹㡡㘳㔹㉤㌵昲戶挰㤷扣〲ㄸ㜲㔳ち㕣㈲愰㥣挰㔱㡡㕢㈶㤲扡户扢昵㈳ㄸ㉥㠵ㅣ收〸㔵ㅦ〳㤰㈹㙥㌹ㄹ㄰㙢扢愷㐰晢㜰㜷攳〲㠳扣㍣〷㤱搶㔶㐵㔹㌶㠳晢㜸昵㈸戲攴戶㐴户ㄹ㜷挶愵捤㥥愸㍡㙥㠵㔵摢〲㐷搸㘷㈸昰昲㜹ㄸ㈳㕤㜲〷㈷挹㕣㡣愲扢ㄷ㍦㉡ㅦ㌳ㄷ㠱ち㠹〱㠵㌱㕥㥥㠲㌲㠰㉡ㄸ㠹〶户摡戰扡ㄵ㐶㝦㘹㜹敢攳挸ㄴ㠶㠱㘹搰愲㘷㘸攰㑣愲扣戹㠱㜳㌵㝡愵㐴㐸㤳挱㔴挶㈸㠷攰戰〷搲挰㑤㍣㐸㉦戸㔰㐲挱ㅥ㜹㌱㉣扥㥢㌸㘲攳〸攴㝡㤷戵㔴捥ㄹ〱慥扦㌸㝢㕢慡挷㉢ㄵ㥡扢昰捦㙤ぢ慣攲敡㐶㘸㡥敥㘹戹㤴㈵昷㐴晢敥摡㤶㠶攸戲攰挱愹搱攳㐶㔰㕥㥥て搶挳㡢㕢摤㤲㠴昶㍣晣ㄱㅢ扥㥤㌶㜳捥攱㐵搴㔵挲扥㜸摥㜱㉦㌸㜲㕤㥡捦㕢㝦愰㄰㕣愱散攱㈲㡢㤹㤷昱㑦㈶㌵愳晤〴㌳㙥㘵搹㥣愰攱㈰攱㍣㌲㠵搲㘰ㄸ攵ㄴ㍡㠱敤㕥扦㌵㐰㍡搹搳㐲㈷㔲㄰散㄰㡡戳昴㥡ㄱ㡡昲㘳愰㤵挴ㄲㅥ挹〱昳㙦㠳昵㤵攷㔰㐳㠴攳㌹ㄲ㈳摡㌵㈸愵愰㑥ち昲攸㡡〷㉦㠴晣晦㘰㈹收收つ搹改扦挰捣捡戳慤㈸扡㡡㈸晡㔱ㅢ㡡ㄴ㕥〳㤱晣㝢㘷㔴攰㠳挶昰散㉢ち㠴㜳㑦㍢〷搰搷晤挲敦晦昰〰㍡〳っ㌳㐹ㅢつ愱戶敢㔰慥㥢〸搹㌶ㄳ㠱挱㝢㘹㈲㥣攴ㄸ㐶昱㐳ㄳ㈱昲㠱捣愲㘲㜳ㄳ㠱戱扤ㄴ㐳㌰ㄱ㙡㑤戸㌵㜸〲扢捣愶㝦散㌸㉥摥ちㅦ昱㝣㈸㉤㝦ㄲㅥ愹换摢慢攷っ捦戰昷捡晡㘳㥥㠰㌲昳ㄶ㜰㤳㕢づ攱㠸㝤ㅢ戶挸㐱ㅢ昸㉡㘲㉦晢㡥㍦㘵㙢昷搷㠱愹㌰㠵敥㝢愵愰攴㕦㠵愷㐴攱戹㈱昳攱㍤摦㍤昶㠷晢ㅦ㌹挲摢㙡ㄱ慤㙡㌷愱摣㑤挸㥥昶〴㠲扡㠹㡢㈲㤷昲挳㥣㤳昸㐴挹㕡愹㡡〹挳㤳㔶㤰慦摢㜱㌱㈴扣〴㘱㠶挴户ㅤ㑣㑣摣㝢〸㑤捣搱ㄶ㜷愷晣戰㐹扡〸㐷ㄳぢ㤷㍥扤㌸㙣愸㜴㔴㘴㕤㕡㥢摡昷愱㡡㕥攱㐲㥡慤㐴㥥㍡㤹ㄴ攵㝢慤扡敥㄰㜵㕤㜸㤰㘱搸㍦㤶㔲㠸㍦㤰㐲㤲〷ㄹ㕥〸㤰㔲敡㌴ち摡捤挸㔲㈲㙢慤㈱㕥晡〳㜶㠴㠰愸㕦晡敢昲㈳ㄶ㐰ㄱ㔸㡣㝤昱摤㥥㘸㘹㡢挶慡㠹愱㕡㘹搳捣愳㈰て㉦慣ㄸ㡢㙢ㄷ㔰㠸㤳㜶㄰愵㉤扢愳昸㤲㝥㍢っ扣㠵㡣慤搹昴戵ㄵ敤愳㑥つ㌷㍦愰㘷昲㔲㘱㌸扢㔹㡤〳愹㡣搱㠵㕤㡢㘱ㄵ昳㠱戰㔸ㅦ搴ㅢ㌵㐱㘷㌹㝢㜱㉡㐵昰㡦㕦ち戱㝤愴㌱昵愵慤㉤搴㜱㑥て㌶挸ㅦ散慦慢㔲ㄸㅢ㙦㈵挷㐰挲㙥愹㔷㈱扣ㅥ㝥〶㐳戸改㡣愲㌷㡡昲㔹㌹㠴㍦㌱㘷㘵搵㌶晤捦攸戵攴慣戳ㅣ捤㌰㜶㤳晥扦〷ㄵ㥢敡㝦㠵戱㌷㠹挸昷㐷〵㘹㥣㌲㝥戲㘹挸㠶㄰㠱㘷ㅢ挱ㅢ㜹㌰搶㘵㤱㈱敦戰㌴㡦㡦㔷挳㘶㈹挱攱昷捡戵㕥㡤愸㡦愵㙤摢摢㔱〰㌲㌶愴㝤ㅢ㈲愸攳昸㘶戹ㄵ㥦㙥昳ㅦ挰挰㍤㈷慤戲攷晡慥ㄹっ捦㈳攸㍢捣㙦捦㑣搸㍣攳捡户㕡㠵摡戵㠰㐴摦㠷㌰收搴㉣〴昶㈹ㄱ扣㔶戱㐸㐶ㄶ戶ㄶ挹攰㜷㐸㠳㠹昰ㄲ戵㠳㝦㠹㜹㔷捤愸攲搳搵㔹昸㍡〳㔶㙤ぢ㘵ㄷ㝡㥣㕢㙦㘸㄰㜴戸愳昵㍥昸㠳㐴㜵ㄴ挱㌱戹㠵て㝣㠸㜰㙤㠵㐱㜳摦㘸㙦㍥㝢㜶攷㜳㉢㙡㑦〳愷㕢㝢㑢㌳挹昰㥤晣㈲戹愸㤷㤸攳搲晥ㄱ晣摤扡㠳㤶戳つ㠱捥愳て扡改〸ㅢ愹挲㝤戶㠵攸昷㌹っ㔵挶㤹攱愷ㅢ㔱㠱てち扤㝣㘴㐵攵㥢搸ㄶㄹ〰攵㑣扥㡣慣㌳㔵㍦戱ㄱ㔵て摥㠹㌱攴㔷㕤㈰敢捦㉡㍣㙡㤰㉡㡢捡搷搰㥦㔰ぢ㜷扦挴㍡ㅣ㍤攴㤱〲㘵㍤㈹挹ㄵㅥ㈹攴㝡扥㡣〱昵昵摣㡢摡捥敢昹攲㐶敢㔱㘸っ挸晤㈶攷ㅦ㡣㤵㠹㙥昳搵づ㌳㤷搹ち戲挱戸攷〰挵㈴昷㤲て㐳つ捦ㄱ㔳㐸扦㡥晥扥㜴攴挵ㄷ㤸晥㜶㐴㤱㠲ㄱ㑤捤扢愰㘰㤴扢昸㙣㜲ㄷ㍥㙡㍢敦攲搳ㅢ敤㘲㤰㌲㔳㐲戵㠶〲愰㕡挲ㅦ戹慢㔵ㄴ〸㔰晥㤴㜳捣昰㙢㕡挵愰㠱ㅡ㌹㜶つ㠵晥慣㐶挴扣慢戳㜶愱昱ㄸ㝦ち㡢攰㐰搳㌷慦㐷昱つ敢㍡愳摤㔹㝣挲慦㐹㔵㤸㔳摦搹摤㕣戱㌹㑡㑤愶㝤ㅣ扢㝥ㄵ昳㜰搳つ㥦㈳㘷摣㠷㕦〱㐱〸㤲㤹〴挹晤㈸挴㠰搲㠸昵㤴㉦㥢愴㜱挸㕢愰㜴㘴攵㐳㑦㜴㍥㌴〹ち㜶攴㠲摥ㄶ㠲ㄱ㕢攲愷挲ㅤ昵㔹扥换敢つ捡愳㌱ㄵㅥ㍦ㅥ㝦㌶愶㐶〱㌷㜰㐱㘸㡥㤳㙢〸㐸攵㤱戸昳て㥥㘹昸㡢搱㠰〴㔶〹㍢㤳扢㘴攷㠷攳捥〷昱㐹㥡散㤳㈱㐱㌱扤ㄴ㜷㈶ㄷ捡捥て挵㥤晦㝡㜰㙦扤㜳捣㜴攱捣ㅡ㌹㈲挵搰㤷㐷㥦挴攷改〳攸慥㤹㌴ㅥ㝡捤戰㥡㠴㈸攳收㔵㘹㍥昴攱㈶㡣㠷て挴㘷㜰戱ぢ昷㕦愰㘱挲晦㑦挴〹㕣昸㥡㌲〲〳摦㝦慦㈲搲敥改昲㠹㠳昳收慣㠷㡡ㅥ昳㠴㡦〳㘵㘵㕢㤱〸㙣愱㕣〸摦㑤㈲ㄲ㈹㜶㜳〳ㅥ㜱㠴㔰攵〵㥡敥㌴愷㡣㉡攵㤴〷㘳捣㘶ㅥ㙣搰㡣晥㌱㈰〷㍡〱㌹ぢ晡㐳挸挳㈸搴ㅥ㔶っ㔲搸㐹㐹昶〸ㅢㅥ㘵昶ㄸ戲愲㐲挹㐶㍡挸㝦ㅣ搹㐰晣㝦改ㄸ㕥㤵捥㈲㔵㔹㡢㕦㤶㈴㈳晤ㄳㅣ昰㐹㘴㔹昸慥㤵㠸〸㡢晡愷㔰㤳㝣㈹〵㠷㝣改㘷搸昰㔹㘶㥦㐳㔶搴戸搸㉤㐳㡤㝢敡㔲㙤㝦ㅥ㐳ㄵ㠲㠲㜳攸㕦㠸ち㝣㔰〸〷㡡㜳挵挱づ㈹㐳愹㙤ち㙡㕥㈱㙣㘴㠳ㅤ㌵ㅣ㤶つ㡡㐲㜸挹㠶㙡搴㐰㕤愶㝦ㄱ㤹㐲㜸㜰㑦晡㤷昸㐴㌰挸ㄷ㝥㌹㉡挸ㄷㄲ〶㜲昸㜲换ぢ〹ㄷ搹戰搴昲㐲挲㑡㌶㤸挹ㄷ㝥㥤㤳捡㡤愱搰慣慥戸㐱〹敦㙦愰搰㥦ㅤ攰摡敥挶㑦㕤㔳捡攷㉡攷捥晤㙢㈰㌷扣㉦㜷捦㝢晢扥晡搲慦晥昸昸㙦㍥㜸昸㉦晦㝥攲㠹摦晣改昱ㄷ晥晤晣攲攱㕦㍣晤昴捦敦㝣昲㠵㍦敥㌶㥦㔲㥦昹搷捣㔳て㡣㥤㝦攰㍥昳捣㑤挷ㅥ㜸晦扤㜷㡤捤㕤㌲㤲捤昶昴㕣㍦昴换㉢㙥ㄸ㝣昰扥㘷㤵㥦晤敥㜲㐷㤱摢挵ぢ㥡㤷挱㙤换㘵㍣㠹〲㤶挱ㄵ扦慥换攰㜶㈵愰捥㐵㠰㥡㐰㐵〱捥て㉥㐰㌶㤴㥡ㅢ㝡晦〳㠷ㄲ扤摤
Decisioneering:7.0.0.0

## Cover
Monthly Outlook for Resource Adequacy (MORA)
Reporting Month: August 2024
Disclaimer
This ERCOT report has been developed from data provided by ERCOT Market Participants, ERCOT, and ERCOT's consultants. The data may contain errors or become obsolete shortly after the report is released. ERCOT MAKES NO WARRANTY, EXPRESS OR IMPLIED, INCLUDING ANY WARRANTY OF MERCHANTABILITY OR FITNESS FOR ANY PARTICULAR PURPOSE, AND DISCLAIMS ANY AND ALL LIABILITY WITH RESPECT TO THE ACCURACY OF SAME OR THE FITNESS OR APPROPRIATENESS OF SAME FOR ANY PARTICULAR USE. THIS ERCOT REPORT IS SUPPLIED WITH ALL FAULTS. The specific suitability for any use of this report and its accuracy should be confirmed by each ERCOT Market Participant that contributed data for this report. Note that resource data is based on a mid-month Resource Integration and Ongoing Operations (RIOO) system snapshot. Resource quantities can differ from monthly reports prepared subsequent to the MORA report, such as the Generator Interconnection Status (GIS) report, which is released at the beginning of the subsequent month.
MORA Release Schedule
MORA releases are targeted for the first Friday of each month. A MORA is released two months prior to the reporting month; for example, the planned release of the MORA report for August would be the first Friday in June. ERCOT may post one or more revised versions of a MORA report if material data errors are discovered. ERCOT recommends that readers check for postings of a revised report around mid-month. Information about one or more data corrections for a revised report will be summarized in the box below.
Data Corrections
Report Contents
| Tab Name | Description
| Monthly Outlook | Contains the following sections Introduction Risk Outlook Highlights and Resource Adequacy Measures Hourly Risk Assessment of Capacity Available for Operating Reserves Deterministic Scenarios Notable Resource Developments
| Low Wind Risk Profile | Presentation of a chart that shows the risk of an EEA and controlled outages for various levels of low wind generation during the highest risk hour
| Capacity by Resource Category | Summary table of generation resources by resource category
| Resource Details | List of registered resources and megawatt (MW) capabilities for the reporting month
| PRRM Percentile Results | Probabilistic model results: deciles for (1) hourly gross demand, (2) hourly solar and wind generation, and (3) daily unplanned thermal unit outages
| Background | Covers certain MORA methodology topics in detail

## Monthly Outlook
INTRODUCTION
The MORA report adopts two approaches to evaluate resource adequacy for the upcoming assessment month:
● | Determine the risk that ERCOT may face emergency conditions for the monthly peak load day — specifically, the chances, during a range of hours, that it may need to issue an Energy Emergency Alert (EEA) or begin to order controlled outages to maintain grid reliability. This evaluation is done through probabilistic modeling using ERCOT's Probabilistic Reserve Risk Model, PRRM. (See the Background tab for more information.)
● | Given a predetermined set of future grid conditions (deterministic scenarios), evaluate the extent that resource capacity can provide sufficient operating reserves for the hour with the highest risk of a reserve shortage. The focus of the MORA's deterministic scenarios is on typical grid conditions as well as the dominant reserve risk factor for the given month typically winter storm events and low wind output for other months.
Deterministic scenarios allow one to gauge how individual grid conditions influence a range of fixed outcomes while probabilistic simulation quantifies the uncertainty around the outcomes and produces likelihood estimates for them. These approaches complement each other to provide a richer perspective on reserve shortage risks for the ERCOT region.
Risk Outlook Highlights and Resource Adequacy Measures
● | Probabilistic modeling results indicate an elevated risk of ERCOT having to declare an EEA, with hourly probabilities peaking at about 16% for Hour Ending 9 p.m. Central Daylight Savings Time (CDT). Reserve shortage risks are the highest during the evening hours—Hour Ending 8 p.m. through 10 p.m., Central Daylight Savings Time (CDT)—when daily loads are typically near their highest levels and solar production is ramping down. The model accounts for the risk of coastal wind curtailment needed to avoid overloads on lines that make up the South Texas export interface.
● | Under typical grid conditions, the deterministic scenario indicates that there should be sufficient generating capacity available for the hour with the highest reserve shortage risk, Hour Ending 9 p.m., Central Daylight Time. The total peak hour load forecast for August, occurring at Hour Ending 5 p.m., is 81,805 MW (which includes a 595 MW Large Load adjustment).
● | The possibility of low wind production remains a significant risk for maintaining adequate reserves for the August peak demand day. Probabilistic analysis of low wind risk for Hour Ending 9 p.m. is included in the tab named "Low Wind Risk Profile."
● | The monthly capacity reserve margin, expressed as a percentage, is 17.9% for the highest risk hour, Hour Ending 9 p.m.
(Reserve Margin formula: ((Total Resources / (Peak Demand - Emergency Resources)) - 1) * 100)
● | The ratio of installed dispatchable to total capacity is 59%. The ratio of available dispatchable to available total capacity for the hour with the highest reserve shortage risk, Hour Ending 9 p.m. is 83%. This latter measure helps indicate the extent that the grid relies on dispatchable resources to meet the peak load.
Hourly Risk Assessment of Capacity Available for Operating Reserves (CAFOR)
The table below provides hour-by-hour probabilities that Capacity Available for Operating Reserves (CAFOR) will be at a level indicative of (1) normal system conditions, (2) the risk of an Energy Emergency Alert (EEA), and (3) the risk that ERCOT may need to order controlled outages. As a guideline to interpret these probabilities, ERCOT considers an EEA probability at or below 10% to indicate that the reserve adequacy risk is low for the monthly peak load day. An EEA probability above 10% indicates an elevated reserve adequacy risk. Note that this probability forecast is not intended to predict specific capacity reserve outcomes. The CAFOR definition is provided at the top of the Background tab.
Low Wind Risk Profile for HE 9 p.m.
August deterministic results based on normal system conditions for the hour with highest risk of reserve shortages (Hour Ending 9 p.m.)
|  |  | Loads and Resources (MW) | Hour with the Highest Reserve Shortage Risk (Hour Ending 9 p.m., CDT)
|  |  | Load Based on Average Weather [1] | 77517.0897
|  |  | Large Load Adjustment [2] | 594.9
|  |  | Total Load | 78111.9897
Generation Resource Stack
|  |  | Dispatchable [3] | 73457.0547
|  |  | Thermal | 71927.9
|  |  | Energy Storage [4] | 1087.5228
|  |  | Hydro | 441.6319
|  |  | Expected Thermal Outages | 5131
|  |  | Planned | 92
|  |  | Unplanned | 5039
|  |  | Total Available Dispatchable | 68326.0547
Non-Dispatchable [5]
|  |  | Wind | 13742.9534
|  |  | Solar | 0
|  |  | Total Available Non-Dispatchable | 13742.9534
|  |  | Non-Synchronous Ties, Net Imports | 817.4
|  |  | Total Available Resources (Normal Conditions) | 82886.4081
Emergency Resources
Available prior to an Energy Emergency Alert
|  |  | Emergency Response Service | 1022.5269
|  |  | Distribution Voltage Reduction | 573
|  |  | Large Load Curtailment | 456.4
|  |  | Total Available prior to an Energy Emergency Alert | 2051.9269
Available during an Energy Emergency Alert
|  |  | LRs providing Responsive Reserves | 1137.3
|  |  | LRs providing Non-spin | 31
|  |  | LRs providing ECRS | 255
|  |  | Total Available during an Energy Emergency Alert | 1423.3
|  |  | Total Emergency Resources | 3475.2269
|  |  | Capacity Available for Operating Reserves, Normal Conditions | 6826.3453
|  |  | Capacity Available for Operating Reserves, Emergency Conditions | 8249.6453
Less than 2,500 MW indicates risk of EEA Level 1
Less than 1,500 MW indicates risk of EEA Level 3 Load Shed
[1] The 9 p.m. load values come from ERCOT’s monthly load forecast. The typical peak load assumes average August weather conditions.
[2] See the bottom of the Background tab for information on forecasting cypto-mining electricity consumption and the Large Load adjustment.
[3] Dispatchable resources comprise nuclear, coal, gas, biomass and energy storage. Non-dispatchable resources comprise wind and solar. Dispatchable in this context means that the resource can both increase or decrease output based on ERCOT dispatch instructions.
[4] Battery storage capacity is based on each hour's State of Charge (SOC) capacity factor, which is the hourly average aggregate State of Charge divided by installed capacity for the month. The capacity factor is approximately 14% for the August highest reserve risk hour, Hour Ending 9 p.m.
[5] Wind and solar values for 9 p.m. represent the 50th percentile values from hourly synthetic output profiles used in the PRRM. See the Background tab for more information.
Notable Load and Resource Developments
ERCOT expects installed capacity to increase by 1,552 MW from July 1st to August 1st. Increases by generation type comprises of 1,080 MW of solar, 453 MW of wind, 141 MW of battery storage, and 10 MW of diesel. There was a 132 MW net decrease in gas-fired sources due to updated ratings for resources that were recently synchronized to the ERCOT Grid.

## Low Wind Risk Profile
Low Wind Risk Profile for Hour Ending 9 p.m.
Background and Methodology
To create a low wind risk profile for 9 p.m. on the August peak load day, the model's hourly wind generation probability distributions are replaced with fixed values corresponding to a range of percentile values. Crucially, all 10,000 model runs are restricted to the fixed wind generation values. In other words, the model assumes perfect certainty regarding wind generation. No other changes have been made to the model, so probabilistic impacts of other variables such as loads, solar generation, and thermal unplanned outages are reflected in the simulation results. The fixed values were pulled from the historical August days for Hour Ending 9 p.m. where system wind generation was nearest to each percentile value (five percentile increments from P(0) through P(50)). Based on the initial fixed values for coastal wind generation, the model is allowed to apply coastal wind curtailment logic reflecting the new South Texas Interconnection Reliability Operating Limits (IROLs) recently established. The hourly wind generation profiles used for modeling account for both existing and planned wind capacity expected to be operating as of August 1st.
Low Wind Risk Profile Results for Hour Ending 9 p.m.
The following chart shows the relationship between EEA / EEA3 (with load shed) probabilities and the level of fixed wind generation based on percentile values. The percentiles represent the percentage of outcomes below the given values. For example, the 25th percentile indicates that 75% of all values are above 9,883 MW wind output. Note that the zero-percentile value reflects the minimum amount from the synthetic wind generation profiles for Hour Ending 9 p.m. in August (2,418 MW), rather than a zero MW outcome.

## Capacity by Resource Category
Hour with the Highest Reserve Shortage Risk (Hour Ending 9 p.m., CDT)
Operational Resources, MW [1] | Installed Capacity Rating [2] | Expected Available Capacity [3]
Thermal | 86791.27 | 71741.2
Natural Gas | 66809.88 | 53200.4
Combined-cycle | 45449.05 | 34349.6
Combustion Turbine | 9542.08 | 7488.2
Internal Combustion Engine | 732.32 | 731.6
Steam Turbine | 11086.43 | 10631
Compressed Air Energy Storage | 0 | 0
Coal | 14713.39 | 13567.6
Nuclear | 5268 | 4973.2
Renewable, Intermittent [6] | 64102.22 | 13742.9534
Solar | 24576.34 | 0
Wind | 39525.88 | 13742.9534
Coastal | 5436.47 | 1893.7062
Panhandle | 4668.58 | 1627.1324
Other | 29420.83 | 10222.1148
Renewable, Other | 749.35 | 604.4319
Biomass | 174.25 | 162.8
Hydroelectric [4] | 575.1 | 441.6319
Energy Storage, Available State of Charge | 6899.33 | 937.02
Batteries | 6899.33 | 937.02
Other | 0 | 0
DC Tie Net Imports | 1220 | 817.4
Planned Resources [5]
Thermal | 23.9 | 23.9
Natural Gas | 14 | 14
Combined-cycle | 0 | 0
Combustion Turbine | 0 | 0
Internal Combustion Engine | 0 | 0
Steam Turbine | 14 | 14
Compressed Air Energy Storage | 0 | 0
Diesel | 9.9 | 9.9
Renewable, Intermittent [6] | 916.86 | 0
Solar | 916.86 | 0
Wind | 0 | 0
Coastal | 0 | 0
Panhandle | 0 | 0
Other | 0 | 0
Energy Storage, Available State of Charge | 1090.6 | 150.5028
Batteries | 1090.6 | 150.5028
Other | 0 | 0
Total Resources, MW | 161793.53 | 88017.4081
NOTES:
[1] Operational resources are those for which ERCOT has approved grid synchronization or full commercial operations. Unit level details for each resource category can be found in the Resource Details tab.
[2] Installed capacity ratings are based on the maximum power that a generating unit can produce during normal sustained operating conditions as specified by the equipment manufacturer. All gas-fired Private-Use Network (PUNs) units are reflected in the combined cycle fuel type row above.
[3] Expected Available Capacity for operational units accounts for thermal seasonal sustained capability ratings, hourly capacity contribution estimates for intermittent renewables, planned retirements, reductions due to co-located loads, unavailable Switchable Generation Resources (SWGRs), mothballed capacity, and expected Private Use Network (PUN) generator net exports to the grid. For planned projects, Expected Available Capacity is based on the maximum capacity reported by the developers and accounts for net changes due to repower or upgrade projects greater than one MW, and the established limits on the total MW Injection for designated Self-Limiting Facilities. Unit level details for each resource group above can be found in the Resource Details tab.
[4] Includes a small amount of hydro units that are considered intermittent resources (run-of-river DG hydro units).
[5] Planned resources are those for which ERCOT expects to be approved for grid synchronization or has been assigned a “Model Ready Date" (for Small Generators) by the first of the month.
[6] Wind and solar values represent the 50th percentile values from hourly synthetic output profiles used in the PRRM. See the Background tab for more information.

## Resource Details
Unit Capacities - August 2024
| UNIT NAME | INR | UNIT CODE | COUNTY | FUEL | ZONE | IN SERVICE | INSTALLED CAPACITY RATING (MW) | SUMMER CAPACITY (MW)
Operational Resources (Thermal)
4 | COMANCHE PEAK U1 |  | CPSES_UNIT1 | SOMERVELL | NUCLEAR | NORTH | 1990 | 1269 | 1205
5 | COMANCHE PEAK U2 |  | CPSES_UNIT2 | SOMERVELL | NUCLEAR | NORTH | 1993 | 1269 | 1195
6 | SOUTH TEXAS U1 |  | STP_STP_G1 | MATAGORDA | NUCLEAR | COASTAL | 1988 | 1365 | 1293.2
7 | SOUTH TEXAS U2 |  | STP_STP_G2 | MATAGORDA | NUCLEAR | COASTAL | 1989 | 1365 | 1280
8 | COLETO CREEK |  | COLETO_COLETOG1 | GOLIAD | COAL | SOUTH | 1980 | 655 | 655
9 | FAYETTE POWER U1 |  | FPPYD1_FPP_G1 | FAYETTE | COAL | SOUTH | 1979 | 615 | 604
10 | FAYETTE POWER U2 |  | FPPYD1_FPP_G2 | FAYETTE | COAL | SOUTH | 1980 | 615 | 599
11 | FAYETTE POWER U3 |  | FPPYD2_FPP_G3 | FAYETTE | COAL | SOUTH | 1988 | 460 | 437
12 | J K SPRUCE U1 |  | CALAVERS_JKS1 | BEXAR | COAL | SOUTH | 1992 | 560 | 560
13 | J K SPRUCE U2 |  | CALAVERS_JKS2 | BEXAR | COAL | SOUTH | 2010 | 922 | 785
14 | LIMESTONE U1 |  | LEG_LEG_G1 | LIMESTONE | COAL | NORTH | 1985 | 893 | 824
15 | LIMESTONE U2 |  | LEG_LEG_G2 | LIMESTONE | COAL | NORTH | 1986 | 956.8 | 836
16 | MARTIN LAKE U1 |  | MLSES_UNIT1 | RUSK | COAL | NORTH | 1977 | 893 | 800
17 | MARTIN LAKE U2 |  | MLSES_UNIT2 | RUSK | COAL | NORTH | 1978 | 893 | 805
18 | MARTIN LAKE U3 |  | MLSES_UNIT3 | RUSK | COAL | NORTH | 1979 | 893 | 805
19 | OAK GROVE SES U1 |  | OGSES_UNIT1A | ROBERTSON | COAL | NORTH | 2010 | 916.8 | 855
20 | OAK GROVE SES U2 |  | OGSES_UNIT2 | ROBERTSON | COAL | NORTH | 2011 | 916.8 | 855
21 | SAN MIGUEL U1 |  | SANMIGL_G1 | ATASCOSA | COAL | SOUTH | 1982 | 430 | 391
22 | SANDY CREEK U1 |  | SCES_UNIT1 | MCLENNAN | COAL | NORTH | 2013 | 1008 | 932.6
23 | TWIN OAKS U1 |  | TNP_ONE_TNP_O_1 | ROBERTSON | COAL | NORTH | 1990 | 174.6 | 155
24 | TWIN OAKS U2 |  | TNP_ONE_TNP_O_2 | ROBERTSON | COAL | NORTH | 1991 | 174.6 | 155
25 | W A PARISH U5 |  | WAP_WAP_G5 | FORT BEND | COAL | HOUSTON | 1977 | 734.1 | 664
26 | W A PARISH U6 |  | WAP_WAP_G6 | FORT BEND | COAL | HOUSTON | 1978 | 734.1 | 663
27 | W A PARISH U7 |  | WAP_WAP_G7 | FORT BEND | COAL | HOUSTON | 1980 | 614.6 | 577
28 | W A PARISH U8 |  | WAP_WAP_G8 | FORT BEND | COAL | HOUSTON | 1982 | 653.99 | 610
29 | ARTHUR VON ROSENBERG 1 CTG 1 |  | BRAUNIG_AVR1_CT1 | BEXAR | GAS-CC | SOUTH | 2000 | 189 | 178.2
30 | ARTHUR VON ROSENBERG 1 CTG 2 | 25INR0531 | BRAUNIG_AVR1_CT2 | BEXAR | GAS-CC | SOUTH | 2000 | 195 | 164
31 | ARTHUR VON ROSENBERG 1 STG |  | BRAUNIG_AVR1_ST | BEXAR | GAS-CC | SOUTH | 2000 | 222 | 197.5
32 | ATKINS CTG 7 |  | ATKINS_ATKINSG7 | BRAZOS | GAS-GT | NORTH | 1973 | 21 | 18
33 | BARNEY M DAVIS CTG 3 |  | B_DAVIS_B_DAVIG3 | NUECES | GAS-CC | COASTAL | 2010 | 189.55 | 157
34 | BARNEY M DAVIS CTG 4 |  | B_DAVIS_B_DAVIG4 | NUECES | GAS-CC | COASTAL | 2010 | 189.55 | 157
35 | BARNEY M DAVIS STG 1 |  | B_DAVIS_B_DAVIG1 | NUECES | GAS-ST | COASTAL | 1974 | 352.8 | 292
36 | BARNEY M DAVIS STG 2 |  | B_DAVIS_B_DAVIG2 | NUECES | GAS-CC | COASTAL | 1976 | 351 | 319
37 | BASTROP ENERGY CENTER CTG 1 |  | BASTEN_GTG1100 | BASTROP | GAS-CC | SOUTH | 2002 | 188 | 171
38 | BASTROP ENERGY CENTER CTG 2 |  | BASTEN_GTG2100 | BASTROP | GAS-CC | SOUTH | 2002 | 188 | 171
39 | BASTROP ENERGY CENTER STG |  | BASTEN_ST0100 | BASTROP | GAS-CC | SOUTH | 2002 | 242 | 233
40 | BEACHWOOD POWER STATION U1 |  | BCH_UNIT1 | BRAZORIA | GAS-GT | COASTAL | 2022 | 60.5 | 44.6
41 | BEACHWOOD POWER STATION U2 |  | BCH_UNIT2 | BRAZORIA | GAS-GT | COASTAL | 2022 | 60.5 | 44.6
42 | BEACHWOOD POWER STATION U3 |  | BCH_UNIT3 | BRAZORIA | GAS-GT | COASTAL | 2022 | 60.5 | 44.6
43 | BEACHWOOD POWER STATION U4 |  | BCH_UNIT4 | BRAZORIA | GAS-GT | COASTAL | 2022 | 60.5 | 44.6
44 | BEACHWOOD POWER STATION U5 |  | BCH_UNIT5 | BRAZORIA | GAS-GT | COASTAL | 2022 | 60.5 | 44.6
45 | BEACHWOOD POWER STATION U6 |  | BCH_UNIT6 | BRAZORIA | GAS-GT | COASTAL | 2022 | 60.5 | 44.6
46 | BOSQUE ENERGY CENTER CTG 1 |  | BOSQUESW_BSQSU_1 | BOSQUE | GAS-CC | NORTH | 2000 | 188.7 | 143
47 | BOSQUE ENERGY CENTER CTG 2 |  | BOSQUESW_BSQSU_2 | BOSQUE | GAS-CC | NORTH | 2000 | 188.7 | 143
48 | BOSQUE ENERGY CENTER CTG 3 |  | BOSQUESW_BSQSU_3 | BOSQUE | GAS-CC | NORTH | 2001 | 188.7 | 145
49 | BOSQUE ENERGY CENTER STG 4 |  | BOSQUESW_BSQSU_4 | BOSQUE | GAS-CC | NORTH | 2001 | 94.95 | 79.5
50 | BOSQUE ENERGY CENTER STG 5 |  | BOSQUESW_BSQSU_5 | BOSQUE | GAS-CC | NORTH | 2009 | 254.15 | 213.5
51 | BRAZOS VALLEY CTG 1 |  | BVE_UNIT1 | FORT BEND | GAS-CC | HOUSTON | 2003 | 198.9 | 149.7
52 | BRAZOS VALLEY CTG 2 |  | BVE_UNIT2 | FORT BEND | GAS-CC | HOUSTON | 2003 | 198.9 | 149.7
53 | BRAZOS VALLEY STG 3 |  | BVE_UNIT3 | FORT BEND | GAS-CC | HOUSTON | 2003 | 275.57 | 257.9
54 | BROTMAN POWER STATION U1 |  | BTM_UNIT1 | BRAZORIA | GAS-GT | COASTAL | 2023 | 60.5 | 44.6
55 | BROTMAN POWER STATION U2 |  | BTM_UNIT2 | BRAZORIA | GAS-GT | COASTAL | 2023 | 60.5 | 44.6
56 | BROTMAN POWER STATION U3 |  | BTM_UNIT3 | BRAZORIA | GAS-GT | COASTAL | 2023 | 60.5 | 44.6
57 | BROTMAN POWER STATION U4 |  | BTM_UNIT4 | BRAZORIA | GAS-GT | COASTAL | 2023 | 60.5 | 44.6
58 | BROTMAN POWER STATION U5 |  | BTM_UNIT5 | BRAZORIA | GAS-GT | COASTAL | 2023 | 60.5 | 44.6
59 | BROTMAN POWER STATION U6 |  | BTM_UNIT6 | BRAZORIA | GAS-GT | COASTAL | 2023 | 60.5 | 44.6
60 | BROTMAN POWER STATION U7 |  | BTM_UNIT7 | BRAZORIA | GAS-GT | COASTAL | 2023 | 60.5 | 41.3
61 | BROTMAN POWER STATION U8 |  | BTM_UNIT8 | BRAZORIA | GAS-GT | COASTAL | 2023 | 60.5 | 44
62 | CALENERGY-FALCON SEABOARD CTG 1 |  | FLCNS_UNIT1 | HOWARD | GAS-GT | WEST | 1987 | 75 | 75
63 | CALENERGY-FALCON SEABOARD CTG 2 |  | FLCNS_UNIT2 | HOWARD | GAS-GT | WEST | 1987 | 75 | 75
64 | CALHOUN (PORT COMFORT) CTG 1 |  | CALHOUN_UNIT1 | CALHOUN | GAS-GT | COASTAL | 2017 | 60.5 | 44
65 | CALHOUN (PORT COMFORT) CTG 2 |  | CALHOUN_UNIT2 | CALHOUN | GAS-GT | COASTAL | 2017 | 60.5 | 44
66 | CASTLEMAN CHAMON CTG 1 |  | CHAMON_CTG_0101 | HARRIS | GAS-GT | HOUSTON | 2017 | 60.5 | 44
67 | CASTLEMAN CHAMON CTG 2 |  | CHAMON_CTG_0301 | HARRIS | GAS-GT | HOUSTON | 2017 | 60.5 | 44
68 | CEDAR BAYOU 4 CTG 1 |  | CBY4_CT41 | CHAMBERS | GAS-CC | HOUSTON | 2009 | 205 | 163
69 | CEDAR BAYOU 4 CTG 2 |  | CBY4_CT42 | CHAMBERS | GAS-CC | HOUSTON | 2009 | 205 | 163
70 | CEDAR BAYOU 4 STG |  | CBY4_ST04 | CHAMBERS | GAS-CC | HOUSTON | 2009 | 205 | 178
71 | CEDAR BAYOU STG 1 |  | CBY_CBY_G1 | CHAMBERS | GAS-ST | HOUSTON | 1970 | 765 | 745
72 | CEDAR BAYOU STG 2 |  | CBY_CBY_G2 | CHAMBERS | GAS-ST | HOUSTON | 1972 | 765 | 749
73 | COLORADO BEND ENERGY CENTER CTG 1 |  | CBEC_GT1 | WHARTON | GAS-CC | SOUTH | 2007 | 86.5 | 81.5
74 | COLORADO BEND ENERGY CENTER CTG 2 |  | CBEC_GT2 | WHARTON | GAS-CC | SOUTH | 2007 | 86.5 | 74.8
75 | COLORADO BEND ENERGY CENTER CTG 3 |  | CBEC_GT3 | WHARTON | GAS-CC | SOUTH | 2008 | 86.5 | 82.1
76 | COLORADO BEND ENERGY CENTER CTG 4 |  | CBEC_GT4 | WHARTON | GAS-CC | SOUTH | 2008 | 86.5 | 75.9
77 | COLORADO BEND ENERGY CENTER STG 1 |  | CBEC_STG1 | WHARTON | GAS-CC | SOUTH | 2007 | 105 | 103.2
78 | COLORADO BEND ENERGY CENTER STG 2 |  | CBEC_STG2 | WHARTON | GAS-CC | SOUTH | 2008 | 108.8 | 107.6
79 | COLORADO BEND II CTG 7 |  | CBECII_CT7 | WHARTON | GAS-CC | SOUTH | 2017 | 360.9 | 329.3
80 | COLORADO BEND II CTG 8 |  | CBECII_CT8 | WHARTON | GAS-CC | SOUTH | 2017 | 360.9 | 335
81 | COLORADO BEND II STG 9 |  | CBECII_STG9 | WHARTON | GAS-CC | SOUTH | 2017 | 508.5 | 478.4
82 | COLORADO BEND ENERGY CENTER CTG 11 |  | CBEC_GT11 | WHARTON | GAS-GT | HOUSTON | 2023 | 41.65 | 39
83 | COLORADO BEND ENERGY CENTER CTG 12 |  | CBEC_GT12 | WHARTON | GAS-GT | HOUSTON | 2023 | 41.65 | 39
84 | CVC CHANNELVIEW CTG 1 |  | CVC_CVC_G1 | HARRIS | GAS-CC | HOUSTON | 2002 | 192.1 | 169
85 | CVC CHANNELVIEW CTG 2 |  | CVC_CVC_G2 | HARRIS | GAS-CC | HOUSTON | 2002 | 192.1 | 165
86 | CVC CHANNELVIEW CTG 3 |  | CVC_CVC_G3 | HARRIS | GAS-CC | HOUSTON | 2002 | 192.1 | 165
87 | CVC CHANNELVIEW STG 5 |  | CVC_CVC_G5 | HARRIS | GAS-CC | HOUSTON | 2002 | 150 | 144
88 | DANSBY CTG 2 |  | DANSBY_DANSBYG2 | BRAZOS | GAS-GT | NORTH | 2004 | 48 | 45
89 | DANSBY CTG 3 |  | DANSBY_DANSBYG3 | BRAZOS | GAS-GT | NORTH | 2010 | 50 | 47
90 | DANSBY STG 1 |  | DANSBY_DANSBYG1 | BRAZOS | GAS-ST | NORTH | 1978 | 120 | 107
91 | DECKER CREEK CTG 1 |  | DECKER_DPGT_1 | TRAVIS | GAS-GT | SOUTH | 1989 | 56.7 | 48
92 | DECKER CREEK CTG 2 |  | DECKER_DPGT_2 | TRAVIS | GAS-GT | SOUTH | 1989 | 56.7 | 48
93 | DECKER CREEK CTG 3 |  | DECKER_DPGT_3 | TRAVIS | GAS-GT | SOUTH | 1989 | 56.7 | 48
94 | DECKER CREEK CTG 4 |  | DECKER_DPGT_4 | TRAVIS | GAS-GT | SOUTH | 1989 | 56.7 | 48
95 | DECORDOVA CTG 1 |  | DCSES_CT10 | HOOD | GAS-GT | NORTH | 1990 | 89.48 | 69
96 | DECORDOVA CTG 2 |  | DCSES_CT20 | HOOD | GAS-GT | NORTH | 1990 | 89.48 | 69
97 | DECORDOVA CTG 3 |  | DCSES_CT30 | HOOD | GAS-GT | NORTH | 1990 | 89.48 | 68
98 | DECORDOVA CTG 4 |  | DCSES_CT40 | HOOD | GAS-GT | NORTH | 1990 | 89.48 | 69
99 | DEER PARK ENERGY CENTER CTG 1 |  | DDPEC_GT1 | HARRIS | GAS-CC | HOUSTON | 2002 | 190.4 | 172
100 | DEER PARK ENERGY CENTER CTG 2 |  | DDPEC_GT2 | HARRIS | GAS-CC | HOUSTON | 2002 | 190.4 | 182
101 | DEER PARK ENERGY CENTER CTG 3 |  | DDPEC_GT3 | HARRIS | GAS-CC | HOUSTON | 2002 | 190.4 | 172
102 | DEER PARK ENERGY CENTER CTG 4 |  | DDPEC_GT4 | HARRIS | GAS-CC | HOUSTON | 2002 | 190.4 | 182
103 | DEER PARK ENERGY CENTER CTG 6 |  | DDPEC_GT6 | HARRIS | GAS-CC | HOUSTON | 2014 | 199 | 156
104 | DEER PARK ENERGY CENTER STG 1 |  | DDPEC_ST1 | HARRIS | GAS-CC | HOUSTON | 2002 | 287 | 287
105 | DENTON ENERGY CENTER IC A |  | DEC_AGR_A | DENTON | GAS-IC | NORTH | 2018 | 56.45 | 56.5
106 | DENTON ENERGY CENTER IC B |  | DEC_AGR_B | DENTON | GAS-IC | NORTH | 2018 | 56.45 | 56.5
107 | DENTON ENERGY CENTER IC C |  | DEC_AGR_C | DENTON | GAS-IC | NORTH | 2018 | 56.45 | 56.5
108 | DENTON ENERGY CENTER IC D |  | DEC_AGR_D | DENTON | GAS-IC | NORTH | 2018 | 56.45 | 56.5
109 | ECTOR COUNTY ENERGY CTG 1 |  | ECEC_G1 | ECTOR | GAS-GT | WEST | 2015 | 181 | 181
110 | ECTOR COUNTY ENERGY CTG 2 |  | ECEC_G2 | ECTOR | GAS-GT | WEST | 2015 | 181 | 181
111 | ENNIS POWER STATION CTG 2 |  | ETCCS_CT1 | ELLIS | GAS-CC | NORTH | 2002 | 260 | 204
112 | ENNIS POWER STATION STG 1 |  | ETCCS_UNIT1 | ELLIS | GAS-CC | NORTH | 2002 | 140 | 115
113 | EXTEX LAPORTE GEN STN CTG 1 |  | AZ_AZ_G1 | HARRIS | GAS-GT | HOUSTON | 2009 | 38.29 | 36
114 | EXTEX LAPORTE GEN STN CTG 2 |  | AZ_AZ_G2 | HARRIS | GAS-GT | HOUSTON | 2009 | 38.29 | 36
115 | EXTEX LAPORTE GEN STN CTG 3 |  | AZ_AZ_G3 | HARRIS | GAS-GT | HOUSTON | 2009 | 38.29 | 36
116 | EXTEX LAPORTE GEN STN CTG 4 |  | AZ_AZ_G4 | HARRIS | GAS-GT | HOUSTON | 2009 | 38.29 | 36
117 | FERGUSON REPLACEMENT CTG 1 |  | FERGCC_FERGGT1 | LLANO | GAS-CC | SOUTH | 2014 | 185.3 | 169
118 | FERGUSON REPLACEMENT CTG 2 |  | FERGCC_FERGGT2 | LLANO | GAS-CC | SOUTH | 2014 | 185.3 | 169
119 | FERGUSON REPLACEMENT STG 1 |  | FERGCC_FERGST1 | LLANO | GAS-CC | SOUTH | 2014 | 204 | 182
120 | FORNEY ENERGY CENTER CTG 11 |  | FRNYPP_GT11 | KAUFMAN | GAS-CC | NORTH | 2003 | 196.7 | 165
121 | FORNEY ENERGY CENTER CTG 12 |  | FRNYPP_GT12 | KAUFMAN | GAS-CC | NORTH | 2003 | 196.7 | 157
122 | FORNEY ENERGY CENTER CTG 13 |  | FRNYPP_GT13 | KAUFMAN | GAS-CC | NORTH | 2003 | 196.7 | 157
123 | FORNEY ENERGY CENTER CTG 21 |  | FRNYPP_GT21 | KAUFMAN | GAS-CC | NORTH | 2003 | 196.7 | 165
124 | FORNEY ENERGY CENTER CTG 22 |  | FRNYPP_GT22 | KAUFMAN | GAS-CC | NORTH | 2003 | 196.7 | 157
125 | FORNEY ENERGY CENTER CTG 23 |  | FRNYPP_GT23 | KAUFMAN | GAS-CC | NORTH | 2003 | 196.7 | 157
126 | FORNEY ENERGY CENTER STG 10 |  | FRNYPP_ST10 | KAUFMAN | GAS-CC | NORTH | 2003 | 422 | 406
127 | FORNEY ENERGY CENTER STG 20 |  | FRNYPP_ST20 | KAUFMAN | GAS-CC | NORTH | 2003 | 422 | 406
128 | FREESTONE ENERGY CENTER CTG 1 |  | FREC_GT1 | FREESTONE | GAS-CC | NORTH | 2002 | 179.35 | 147
129 | FREESTONE ENERGY CENTER CTG 2 |  | FREC_GT2 | FREESTONE | GAS-CC | NORTH | 2002 | 179.35 | 147
130 | FREESTONE ENERGY CENTER CTG 4 |  | FREC_GT4 | FREESTONE | GAS-CC | NORTH | 2002 | 179.35 | 145
131 | FREESTONE ENERGY CENTER CTG 5 |  | FREC_GT5 | FREESTONE | GAS-CC | NORTH | 2002 | 179.35 | 145
132 | FREESTONE ENERGY CENTER STG 3 |  | FREC_ST3 | FREESTONE | GAS-CC | NORTH | 2002 | 190.74 | 169
133 | FREESTONE ENERGY CENTER STG 6 |  | FREC_ST6 | FREESTONE | GAS-CC | NORTH | 2002 | 190.74 | 168
134 | FRIENDSWOOD G CTG 1 (FORMERLY TEJAS POWER GENERATION) |  | FEGC_UNIT1 | HARRIS | GAS-GT | HOUSTON | 2018 | 129 | 119
135 | FRONTERA ENERGY CENTER CTG 1 |  | FRONT_EC_CT1 | HIDALGO | GAS-CC | SOUTH | 2023 | 177 | 177
136 | FRONTERA ENERGY CENTER CTG 2 |  | FRONT_EC_CT2 | HIDALGO | GAS-CC | SOUTH | 2023 | 177 | 177
137 | FRONTERA ENERGY CENTER STG |  | FRONT_EC_ST | HIDALGO | GAS-CC | SOUTH | 2023 | 184.5 | 184.5
138 | GRAHAM STG 1 |  | GRSES_UNIT1 | YOUNG | GAS-ST | WEST | 1960 | 239 | 239
139 | GRAHAM STG 2 |  | GRSES_UNIT2 | YOUNG | GAS-ST | WEST | 1969 | 390 | 390
140 | GREENS BAYOU CTG 73 |  | GBY_GBYGT73 | HARRIS | GAS-GT | HOUSTON | 1976 | 72 | 57
141 | GREENS BAYOU CTG 74 |  | GBY_GBYGT74 | HARRIS | GAS-GT | HOUSTON | 1976 | 72 | 53
142 | GREENS BAYOU CTG 81 |  | GBY_GBYGT81 | HARRIS | GAS-GT | HOUSTON | 1976 | 72 | 53
143 | GREENS BAYOU CTG 82 |  | GBY_GBYGT82 | HARRIS | GAS-GT | HOUSTON | 1976 | 72 | 47
144 | GREENS BAYOU CTG 83 |  | GBY_GBYGT83 | HARRIS | GAS-GT | HOUSTON | 1976 | 72 | 61
145 | GREENS BAYOU CTG 84 |  | GBY_GBYGT84 | HARRIS | GAS-GT | HOUSTON | 1976 | 72 | 56
146 | GREENVILLE IC ENGINE PLANT IC 1 |  | STEAM_ENGINE_1 | HUNT | GAS-IC | NORTH | 2010 | 8.44 | 8.2
147 | GREENVILLE IC ENGINE PLANT IC 2 |  | STEAM_ENGINE_2 | HUNT | GAS-IC | NORTH | 2010 | 8.44 | 8.2
148 | GREENVILLE IC ENGINE PLANT IC 3 |  | STEAM_ENGINE_3 | HUNT | GAS-IC | NORTH | 2010 | 8.44 | 8.2
149 | GREGORY POWER PARTNERS GT1 |  | LGE_LGE_GT1 | SAN PATRICIO | GAS-CC | COASTAL | 2000 | 185 | 145
150 | GREGORY POWER PARTNERS GT2 |  | LGE_LGE_GT2 | SAN PATRICIO | GAS-CC | COASTAL | 2000 | 185 | 145
151 | GREGORY POWER PARTNERS STG |  | LGE_LGE_STG | SAN PATRICIO | GAS-CC | COASTAL | 2000 | 100 | 75
152 | GUADALUPE ENERGY CENTER CTG 1 |  | GUADG_GAS1 | GUADALUPE | GAS-CC | SOUTH | 2000 | 181 | 143
153 | GUADALUPE ENERGY CENTER CTG 2 |  | GUADG_GAS2 | GUADALUPE | GAS-CC | SOUTH | 2000 | 181 | 143
154 | GUADALUPE ENERGY CENTER CTG 3 |  | GUADG_GAS3 | GUADALUPE | GAS-CC | SOUTH | 2000 | 181 | 141
155 | GUADALUPE ENERGY CENTER CTG 4 |  | GUADG_GAS4 | GUADALUPE | GAS-CC | SOUTH | 2000 | 181 | 141
156 | GUADALUPE ENERGY CENTER STG 5 |  | GUADG_STM5 | GUADALUPE | GAS-CC | SOUTH | 2000 | 204 | 198
157 | GUADALUPE ENERGY CENTER STG 6 |  | GUADG_STM6 | GUADALUPE | GAS-CC | SOUTH | 2000 | 204 | 198
158 | HANDLEY STG 3 |  | HLSES_UNIT3 | TARRANT | GAS-ST | NORTH | 1963 | 395 | 375
159 | HANDLEY STG 4 |  | HLSES_UNIT4 | TARRANT | GAS-ST | NORTH | 1976 | 435 | 435
160 | HANDLEY STG 5 |  | HLSES_UNIT5 | TARRANT | GAS-ST | NORTH | 1977 | 435 | 435
161 | HAYS ENERGY FACILITY CSG 1 |  | HAYSEN_HAYSENG1 | HAYS | GAS-CC | SOUTH | 2002 | 242 | 210
162 | HAYS ENERGY FACILITY CSG 2 | 22INR0586 | HAYSEN_HAYSENG2 | HAYS | GAS-CC | SOUTH | 2002 | 242 | 211
163 | HAYS ENERGY FACILITY CSG 3 | 21INR0527 | HAYSEN_HAYSENG3 | HAYS | GAS-CC | SOUTH | 2002 | 252 | 210
164 | HAYS ENERGY FACILITY CSG 4 |  | HAYSEN_HAYSENG4 | HAYS | GAS-CC | SOUTH | 2002 | 252 | 213
165 | HIDALGO ENERGY CENTER CTG 1 |  | DUKE_DUKE_GT1 | HIDALGO | GAS-CC | SOUTH | 2000 | 176.63 | 149
166 | HIDALGO ENERGY CENTER CTG 2 |  | DUKE_DUKE_GT2 | HIDALGO | GAS-CC | SOUTH | 2000 | 176.63 | 149
167 | HIDALGO ENERGY CENTER STG 1 |  | DUKE_DUKE_ST1 | HIDALGO | GAS-CC | SOUTH | 2000 | 198.05 | 168
168 | JACK COUNTY GEN FACILITY CTG 1 |  | JACKCNTY_CT1 | JACK | GAS-CC | NORTH | 2006 | 198.9 | 150
169 | JACK COUNTY GEN FACILITY CTG 2 |  | JACKCNTY_CT2 | JACK | GAS-CC | NORTH | 2006 | 198.9 | 150
170 | JACK COUNTY GEN FACILITY CTG 3 |  | JCKCNTY2_CT3 | JACK | GAS-CC | NORTH | 2011 | 198.9 | 158
171 | JACK COUNTY GEN FACILITY CTG 4 |  | JCKCNTY2_CT4 | JACK | GAS-CC | NORTH | 2011 | 198.9 | 158
172 | JACK COUNTY GEN FACILITY STG 1 |  | JACKCNTY_STG | JACK | GAS-CC | NORTH | 2006 | 320.6 | 289
173 | JACK COUNTY GEN FACILITY STG 2 |  | JCKCNTY2_ST2 | JACK | GAS-CC | NORTH | 2011 | 320.6 | 295
174 | JOHNSON COUNTY GEN FACILITY CTG 1 |  | TEN_CT1 | JOHNSON | GAS-CC | NORTH | 1997 | 185 | 163
175 | JOHNSON COUNTY GEN FACILITY STG 1 |  | TEN_STG | JOHNSON | GAS-CC | NORTH | 1997 | 107 | 106
176 | LAKE HUBBARD STG 1 |  | LHSES_UNIT1 | DALLAS | GAS-ST | NORTH | 1970 | 397 | 392
177 | LAKE HUBBARD STG 2 |  | LHSES_UNIT2A | DALLAS | GAS-ST | NORTH | 1973 | 531 | 523
178 | LAMAR ENERGY CENTER CTG 11 |  | LPCCS_CT11 | LAMAR | GAS-CC | NORTH | 2000 | 186 | 153
179 | LAMAR ENERGY CENTER CTG 12 |  | LPCCS_CT12 | LAMAR | GAS-CC | NORTH | 2000 | 186 | 145
180 | LAMAR ENERGY CENTER CTG 21 |  | LPCCS_CT21 | LAMAR | GAS-CC | NORTH | 2000 | 186 | 145
181 | LAMAR ENERGY CENTER CTG 22 |  | LPCCS_CT22 | LAMAR | GAS-CC | NORTH | 2000 | 186 | 153
182 | LAMAR ENERGY CENTER STG 1 | 23INR0486 | LPCCS_UNIT1 | LAMAR | GAS-CC | NORTH | 2000 | 216 | 204
183 | LAMAR ENERGY CENTER STG 2 | 23INR0674 | LPCCS_UNIT2 | LAMAR | GAS-CC | NORTH | 2000 | 216 | 204
184 | LAREDO CTG 4 |  | LARDVFTN_G4 | WEBB | GAS-GT | SOUTH | 2008 | 98.5 | 90.1
185 | LAREDO CTG 5 |  | LARDVFTN_G5 | WEBB | GAS-GT | SOUTH | 2008 | 98.5 | 87.3
186 | LEON CREEK PEAKER CTG 1 |  | LEON_CRK_LCPCT1 | BEXAR | GAS-GT | SOUTH | 2004 | 48 | 46
187 | LEON CREEK PEAKER CTG 2 |  | LEON_CRK_LCPCT2 | BEXAR | GAS-GT | SOUTH | 2004 | 48 | 46
188 | LEON CREEK PEAKER CTG 3 |  | LEON_CRK_LCPCT3 | BEXAR | GAS-GT | SOUTH | 2004 | 48 | 46
189 | LEON CREEK PEAKER CTG 4 |  | LEON_CRK_LCPCT4 | BEXAR | GAS-GT | SOUTH | 2004 | 48 | 46
190 | LIGNIN (CHAMON 2) U1 |  | LIG_UNIT1 | HARRIS | GAS-GT | HOUSTON | 2022 | 60.5 | 41.5
191 | LIGNIN (CHAMON 2) U2 |  | LIG_UNIT2 | HARRIS | GAS-GT | HOUSTON | 2022 | 60.5 | 41.5
192 | LOST PINES POWER CTG 1 |  | LOSTPI_LOSTPGT1 | BASTROP | GAS-CC | SOUTH | 2001 | 202.5 | 170
193 | LOST PINES POWER CTG 2 |  | LOSTPI_LOSTPGT2 | BASTROP | GAS-CC | SOUTH | 2001 | 202.5 | 170
194 | LOST PINES POWER STG 1 |  | LOSTPI_LOSTPST1 | BASTROP | GAS-CC | SOUTH | 2001 | 204 | 188
195 | MAGIC VALLEY STATION CTG 1 |  | NEDIN_NEDIN_G1 | HIDALGO | GAS-CC | SOUTH | 2001 | 266.9 | 215
196 | MAGIC VALLEY STATION CTG 2 |  | NEDIN_NEDIN_G2 | HIDALGO | GAS-CC | SOUTH | 2001 | 266.9 | 215
197 | MAGIC VALLEY STATION STG 3 |  | NEDIN_NEDIN_G3 | HIDALGO | GAS-CC | SOUTH | 2001 | 258.4 | 236
198 | MIDLOTHIAN ENERGY FACILITY CTG 1 | 23INR0489 | MDANP_CT1 | ELLIS | GAS-CC | NORTH | 2001 | 247 | 229
199 | MIDLOTHIAN ENERGY FACILITY CTG 2 | 21INR0534 | MDANP_CT2 | ELLIS | GAS-CC | NORTH | 2001 | 247 | 227
200 | MIDLOTHIAN ENERGY FACILITY CTG 3 | 22INR0543 | MDANP_CT3 | ELLIS | GAS-CC | NORTH | 2001 | 247 | 227
201 | MIDLOTHIAN ENERGY FACILITY CTG 4 | 22INR0523 | MDANP_CT4 | ELLIS | GAS-CC | NORTH | 2001 | 247 | 227
202 | MIDLOTHIAN ENERGY FACILITY CTG 5 |  | MDANP_CT5 | ELLIS | GAS-CC | NORTH | 2002 | 260 | 241
203 | MIDLOTHIAN ENERGY FACILITY CTG 6 |  | MDANP_CT6 | ELLIS | GAS-CC | NORTH | 2002 | 260 | 243
204 | MORGAN CREEK CTG 1 |  | MGSES_CT1 | MITCHELL | GAS-GT | WEST | 1988 | 89.4 | 66
205 | MORGAN CREEK CTG 2 |  | MGSES_CT2 | MITCHELL | GAS-GT | WEST | 1988 | 89.4 | 65
206 | MORGAN CREEK CTG 3 |  | MGSES_CT3 | MITCHELL | GAS-GT | WEST | 1988 | 89.4 | 65
207 | MORGAN CREEK CTG 4 |  | MGSES_CT4 | MITCHELL | GAS-GT | WEST | 1988 | 89.4 | 67
208 | MORGAN CREEK CTG 5 |  | MGSES_CT5 | MITCHELL | GAS-GT | WEST | 1988 | 89.4 | 67
209 | MORGAN CREEK CTG 6 |  | MGSES_CT6 | MITCHELL | GAS-GT | WEST | 1988 | 89.4 | 67
210 | MOUNTAIN CREEK STG 6 |  | MCSES_UNIT6 | DALLAS | GAS-ST | NORTH | 1956 | 122 | 122
211 | MOUNTAIN CREEK STG 7 |  | MCSES_UNIT7 | DALLAS | GAS-ST | NORTH | 1958 | 118 | 118
212 | MOUNTAIN CREEK STG 8 |  | MCSES_UNIT8 | DALLAS | GAS-ST | NORTH | 1967 | 568 | 568
213 | NUECES BAY REPOWER CTG 8 |  | NUECES_B_NUECESG8 | NUECES | GAS-CC | COASTAL | 2010 | 189.55 | 157
214 | NUECES BAY REPOWER CTG 9 |  | NUECES_B_NUECESG9 | NUECES | GAS-CC | COASTAL | 2010 | 189.55 | 157
215 | NUECES BAY REPOWER STG 7 |  | NUECES_B_NUECESG7 | NUECES | GAS-CC | COASTAL | 1972 | 351 | 319
216 | O W SOMMERS STG 1 |  | CALAVERS_OWS1 | BEXAR | GAS-ST | SOUTH | 1972 | 445 | 420
217 | O W SOMMERS STG 2 |  | CALAVERS_OWS2 | BEXAR | GAS-ST | SOUTH | 1974 | 435 | 410
218 | ODESSA-ECTOR POWER CTG 11 |  | OECCS_CT11 | ECTOR | GAS-CC | WEST | 2001 | 176 | 166.7
219 | ODESSA-ECTOR POWER CTG 12 |  | OECCS_CT12 | ECTOR | GAS-CC | WEST | 2001 | 176 | 158.2
220 | ODESSA-ECTOR POWER CTG 21 |  | OECCS_CT21 | ECTOR | GAS-CC | WEST | 2001 | 176 | 166.7
221 | ODESSA-ECTOR POWER CTG 22 |  | OECCS_CT22 | ECTOR | GAS-CC | WEST | 2001 | 176 | 158.2
222 | ODESSA-ECTOR POWER STG 1 |  | OECCS_UNIT1 | ECTOR | GAS-CC | WEST | 2001 | 224 | 206
223 | ODESSA-ECTOR POWER STG 2 |  | OECCS_UNIT2 | ECTOR | GAS-CC | WEST | 2001 | 224 | 206
224 | OLD BLOOMINGTON ROAD CTG 1 (VICTORIA PORT 2) |  | VICTPRT2_UNIT1 | VICTORIA | GAS-GT | SOUTH | 2022 | 60.5 | 44
225 | OLD BLOOMINGTON ROAD CTG 2 (VICTORIA PORT 2) |  | VICTPRT2_UNIT2 | VICTORIA | GAS-GT | SOUTH | 2022 | 60.5 | 44
226 | PANDA SHERMAN POWER CTG 1 |  | PANDA_S_SHER1CT1 | GRAYSON | GAS-CC | NORTH | 2014 | 232 | 199
227 | PANDA SHERMAN POWER CTG 2 |  | PANDA_S_SHER1CT2 | GRAYSON | GAS-CC | NORTH | 2014 | 232 | 199
228 | PANDA SHERMAN POWER STG 1 |  | PANDA_S_SHER1ST1 | GRAYSON | GAS-CC | NORTH | 2014 | 353.1 | 287
229 | PANDA TEMPLE I POWER CTG 1 | 22INR0533 | PANDA_T1_TMPL1CT1 | BELL | GAS-CC | NORTH | 2014 | 232 | 223
230 | PANDA TEMPLE I POWER CTG 2 | 22INR0533 | PANDA_T1_TMPL1CT2 | BELL | GAS-CC | NORTH | 2014 | 232 | 220
231 | PANDA TEMPLE I POWER STG 1 | 22INR0533 | PANDA_T1_TMPL1ST1 | BELL | GAS-CC | NORTH | 2014 | 353.1 | 326
232 | PANDA TEMPLE II POWER CTG 1 | 23INR0524 | PANDA_T2_TMPL2CT1 | BELL | GAS-CC | NORTH | 2015 | 232 | 191.2
233 | PANDA TEMPLE II POWER CTG 2 | 23INR0524 | PANDA_T2_TMPL2CT2 | BELL | GAS-CC | NORTH | 2015 | 232 | 191.2
234 | PANDA TEMPLE II POWER STG 1 | 23INR0524 | PANDA_T2_TMPL2ST1 | BELL | GAS-CC | NORTH | 2015 | 353.1 | 334.7
235 | PARIS ENERGY CENTER CTG 1 |  | TNSKA_GT1 | LAMAR | GAS-CC | NORTH | 1989 | 90.88 | 76
236 | PARIS ENERGY CENTER CTG 2 |  | TNSKA_GT2 | LAMAR | GAS-CC | NORTH | 1989 | 90.88 | 76
237 | PARIS ENERGY CENTER STG 1 |  | TNSKA_STG | LAMAR | GAS-CC | NORTH | 1990 | 90 | 79
238 | PASADENA COGEN FACILITY CTG 2 |  | PSG_PSG_GT2 | HARRIS | GAS-CC | HOUSTON | 2000 | 215.05 | 164.5
239 | PASADENA COGEN FACILITY CTG 3 |  | PSG_PSG_GT3 | HARRIS | GAS-CC | HOUSTON | 2000 | 215.05 | 164.5
240 | PASADENA COGEN FACILITY STG 2 |  | PSG_PSG_ST2 | HARRIS | GAS-CC | HOUSTON | 2000 | 195.5 | 170.4
241 | PEARSALL ENGINE PLANT IC A |  | PEARSAL2_AGR_A | FRIO | GAS-IC | SOUTH | 2012 | 50.64 | 50.6
242 | PEARSALL ENGINE PLANT IC B |  | PEARSAL2_AGR_B | FRIO | GAS-IC | SOUTH | 2012 | 50.64 | 50.6
243 | PEARSALL ENGINE PLANT IC C |  | PEARSAL2_AGR_C | FRIO | GAS-IC | SOUTH | 2012 | 50.64 | 50.6
244 | PEARSALL ENGINE PLANT IC D |  | PEARSAL2_AGR_D | FRIO | GAS-IC | SOUTH | 2012 | 50.64 | 50.6
245 | PERMIAN BASIN CTG 1 |  | PB2SES_CT1 | WARD | GAS-GT | WEST | 1988 | 89.4 | 63
246 | PERMIAN BASIN CTG 2 |  | PB2SES_CT2 | WARD | GAS-GT | WEST | 1988 | 89.4 | 64
247 | PERMIAN BASIN CTG 3 |  | PB2SES_CT3 | WARD | GAS-GT | WEST | 1988 | 89.4 | 64
248 | PERMIAN BASIN CTG 4 |  | PB2SES_CT4 | WARD | GAS-GT | WEST | 1990 | 89.4 | 64
249 | PERMIAN BASIN CTG 5 |  | PB2SES_CT5 | WARD | GAS-GT | WEST | 1990 | 89.4 | 65
250 | PROENERGY SOUTH 1 (PES1) CTG 1 |  | PRO_UNIT1 | HARRIS | GAS-GT | HOUSTON | 2021 | 60.5 | 44.5
251 | PROENERGY SOUTH 1 (PES1) CTG 2 |  | PRO_UNIT2 | HARRIS | GAS-GT | HOUSTON | 2021 | 60.5 | 44.5
252 | PROENERGY SOUTH 1 (PES1) CTG 3 |  | PRO_UNIT3 | HARRIS | GAS-GT | HOUSTON | 2021 | 60.5 | 44.5
253 | PROENERGY SOUTH 1 (PES1) CTG 4 |  | PRO_UNIT4 | HARRIS | GAS-GT | HOUSTON | 2021 | 60.5 | 44.5
254 | PROENERGY SOUTH 1 (PES1) CTG 5 |  | PRO_UNIT5 | HARRIS | GAS-GT | HOUSTON | 2021 | 60.5 | 44.5
255 | PROENERGY SOUTH 1 (PES1) CTG 6 |  | PRO_UNIT6 | HARRIS | GAS-GT | HOUSTON | 2021 | 60.5 | 44.5
256 | PROENERGY SOUTH 2 (PES2) CTG 7 |  | PRO_UNIT7 | HARRIS | GAS-GT | HOUSTON | 2021 | 60.5 | 44.5
257 | PROENERGY SOUTH 2 (PES2) CTG 8 |  | PRO_UNIT8 | HARRIS | GAS-GT | HOUSTON | 2021 | 60.5 | 44.5
258 | PHR PEAKERS (BAC) CTG 1 |  | BAC_CTG1 | GALVESTON | GAS-GT | HOUSTON | 2018 | 65 | 59
259 | PHR PEAKERS (BAC) CTG 2 |  | BAC_CTG2 | GALVESTON | GAS-GT | HOUSTON | 2018 | 65 | 61
260 | PHR PEAKERS (BAC) CTG 3 |  | BAC_CTG3 | GALVESTON | GAS-GT | HOUSTON | 2018 | 65 | 49
261 | PHR PEAKERS (BAC) CTG 4 |  | BAC_CTG4 | GALVESTON | GAS-GT | HOUSTON | 2018 | 65 | 54
262 | PHR PEAKERS (BAC) CTG 5 |  | BAC_CTG5 | GALVESTON | GAS-GT | HOUSTON | 2018 | 65 | 54
263 | PHR PEAKERS (BAC) CTG 6 |  | BAC_CTG6 | GALVESTON | GAS-GT | HOUSTON | 2018 | 65 | 52
264 | POWERLANE PLANT STG 2 |  | STEAM_STEAM_2 | HUNT | GAS-ST | NORTH | 1967 | 25 | 21.5
265 | POWERLANE PLANT STG 3 |  | STEAM_STEAM_3 | HUNT | GAS-ST | NORTH | 1978 | 43.2 | 36
266 | QUAIL RUN ENERGY CTG 1 |  | QALSW_GT1 | ECTOR | GAS-CC | WEST | 2007 | 90.6 | 74
267 | QUAIL RUN ENERGY CTG 2 |  | QALSW_GT2 | ECTOR | GAS-CC | WEST | 2007 | 90.6 | 74
268 | QUAIL RUN ENERGY CTG 3 |  | QALSW_GT3 | ECTOR | GAS-CC | WEST | 2008 | 90.6 | 72
269 | QUAIL RUN ENERGY CTG 4 |  | QALSW_GT4 | ECTOR | GAS-CC | WEST | 2008 | 90.6 | 72
270 | QUAIL RUN ENERGY STG 1 |  | QALSW_STG1 | ECTOR | GAS-CC | WEST | 2007 | 98.1 | 98
271 | QUAIL RUN ENERGY STG 2 |  | QALSW_STG2 | ECTOR | GAS-CC | WEST | 2008 | 98.1 | 98
272 | R W MILLER CTG 4 |  | MIL_MILLERG4 | PALO PINTO | GAS-GT | NORTH | 1994 | 115.25 | 100
273 | R W MILLER CTG 5 |  | MIL_MILLERG5 | PALO PINTO | GAS-GT | NORTH | 1994 | 115.25 | 100
274 | R W MILLER STG 1 |  | MIL_MILLERG1 | PALO PINTO | GAS-ST | NORTH | 1968 | 74.98 | 70
275 | R W MILLER STG 2 |  | MIL_MILLERG2 | PALO PINTO | GAS-ST | NORTH | 1972 | 118 | 118
276 | R W MILLER STG 3 |  | MIL_MILLERG3 | PALO PINTO | GAS-ST | NORTH | 1975 | 216.01 | 208
277 | RAY OLINGER CTG 4 |  | OLINGR_OLING_4 | COLLIN | GAS-GT | NORTH | 2001 | 88.4 | 80
278 | RAY OLINGER STG 2 |  | OLINGR_OLING_2 | COLLIN | GAS-ST | NORTH | 1971 | 113.64 | 107
279 | RAY OLINGER STG 3 |  | OLINGR_OLING_3 | COLLIN | GAS-ST | NORTH | 1975 | 156.6 | 146
280 | RABBS POWER STATION U1 |  | RAB_UNIT1 | FORT BEND | GAS-GT | HOUSTON | 2022 | 60.5 | 44.6
281 | RABBS POWER STATION U2 |  | RAB_UNIT2 | FORT BEND | GAS-GT | HOUSTON | 2022 | 60.5 | 44.6
282 | RABBS POWER STATION U3 |  | RAB_UNIT3 | FORT BEND | GAS-GT | HOUSTON | 2022 | 60.5 | 44.6
283 | RABBS POWER STATION U4 |  | RAB_UNIT4 | FORT BEND | GAS-GT | HOUSTON | 2022 | 60.5 | 44.6
284 | RABBS POWER STATION U5 |  | RAB_UNIT5 | FORT BEND | GAS-GT | HOUSTON | 2022 | 60.5 | 44.6
285 | RABBS POWER STATION U6 |  | RAB_UNIT6 | FORT BEND | GAS-GT | HOUSTON | 2022 | 60.5 | 44.6
286 | RABBS POWER STATION U7 |  | RAB_UNIT7 | FORT BEND | GAS-GT | HOUSTON | 2022 | 60.5 | 44.6
287 | RABBS POWER STATION U8 |  | RAB_UNIT8 | FORT BEND | GAS-GT | HOUSTON | 2022 | 60.5 | 44.6
288 | REDGATE IC A |  | REDGATE_AGR_A | HIDALGO | GAS-IC | SOUTH | 2016 | 56.28 | 56.3
289 | REDGATE IC B |  | REDGATE_AGR_B | HIDALGO | GAS-IC | SOUTH | 2016 | 56.28 | 56.3
290 | REDGATE IC C |  | REDGATE_AGR_C | HIDALGO | GAS-IC | SOUTH | 2016 | 56.28 | 56.3
291 | REDGATE IC D |  | REDGATE_AGR_D | HIDALGO | GAS-IC | SOUTH | 2016 | 56.28 | 56.3
292 | RIO NOGALES POWER CTG 1 |  | RIONOG_CT1 | GUADALUPE | GAS-CC | SOUTH | 2002 | 190 | 165.5
293 | RIO NOGALES POWER CTG 2 |  | RIONOG_CT2 | GUADALUPE | GAS-CC | SOUTH | 2002 | 188.7 | 158
294 | RIO NOGALES POWER CTG 3 |  | RIONOG_CT3 | GUADALUPE | GAS-CC | SOUTH | 2002 | 190 | 165.5
295 | RIO NOGALES POWER STG 4 |  | RIONOG_ST1 | GUADALUPE | GAS-CC | SOUTH | 2002 | 373.16 | 303
296 | SAM RAYBURN POWER CTG 7 |  | RAYBURN_RAYBURG7 | VICTORIA | GAS-CC | SOUTH | 2003 | 60.5 | 50
297 | SAM RAYBURN POWER CTG 8 |  | RAYBURN_RAYBURG8 | VICTORIA | GAS-CC | SOUTH | 2003 | 60.5 | 50
298 | SAM RAYBURN POWER CTG 9 |  | RAYBURN_RAYBURG9 | VICTORIA | GAS-CC | SOUTH | 2003 | 60.5 | 50
299 | SAM RAYBURN POWER STG 10 |  | RAYBURN_RAYBURG10 | VICTORIA | GAS-CC | SOUTH | 2003 | 41.98 | 40
300 | SAN JACINTO SES CTG 1 |  | SJS_SJS_G1 | HARRIS | GAS-GT | HOUSTON | 1995 | 88.23 | 80
301 | SAN JACINTO SES CTG 2 |  | SJS_SJS_G2 | HARRIS | GAS-GT | HOUSTON | 1995 | 88.23 | 80
302 | SANDHILL ENERGY CENTER CTG 1 |  | SANDHSYD_SH1 | TRAVIS | GAS-GT | SOUTH | 2001 | 60.5 | 47
303 | SANDHILL ENERGY CENTER CTG 2 |  | SANDHSYD_SH2 | TRAVIS | GAS-GT | SOUTH | 2001 | 60.5 | 47
304 | SANDHILL ENERGY CENTER CTG 3 |  | SANDHSYD_SH3 | TRAVIS | GAS-GT | SOUTH | 2001 | 60.5 | 47
305 | SANDHILL ENERGY CENTER CTG 4 |  | SANDHSYD_SH4 | TRAVIS | GAS-GT | SOUTH | 2001 | 60.5 | 47
306 | SANDHILL ENERGY CENTER CTG 5A |  | SANDHSYD_SH_5A | TRAVIS | GAS-CC | SOUTH | 2004 | 198.9 | 142
307 | SANDHILL ENERGY CENTER CTG 6 |  | SANDHSYD_SH6 | TRAVIS | GAS-GT | SOUTH | 2010 | 60.5 | 47
308 | SANDHILL ENERGY CENTER CTG 7 |  | SANDHSYD_SH7 | TRAVIS | GAS-GT | SOUTH | 2010 | 60.5 | 47
309 | SANDHILL ENERGY CENTER STG 5C |  | SANDHSYD_SH_5C | TRAVIS | GAS-CC | SOUTH | 2004 | 191 | 139
310 | SILAS RAY CTG 10 |  | SILASRAY_SILAS_10 | CAMERON | GAS-GT | COASTAL | 2004 | 60.5 | 46
311 | SILAS RAY POWER CTG 9 |  | SILASRAY_SILAS_9 | CAMERON | GAS-CC | COASTAL | 1996 | 50 | 38
312 | SILAS RAY POWER STG 6 |  | SILASRAY_SILAS_6 | CAMERON | GAS-CC | COASTAL | 1962 | 25 | 20
313 | SIM GIDEON STG 1 |  | GIDEON_GIDEONG1 | BASTROP | GAS-ST | SOUTH | 1965 | 136 | 130
314 | SIM GIDEON STG 2 |  | GIDEON_GIDEONG2 | BASTROP | GAS-ST | SOUTH | 1968 | 136 | 135
315 | SIM GIDEON STG 3 |  | GIDEON_GIDEONG3 | BASTROP | GAS-ST | SOUTH | 1972 | 351 | 336
316 | SKY GLOBAL POWER ONE IC A |  | SKY1_SKY1A | COLORADO | GAS-IC | SOUTH | 2016 | 26.7 | 26.7
317 | SKY GLOBAL POWER ONE IC B |  | SKY1_SKY1B | COLORADO | GAS-IC | SOUTH | 2016 | 26.7 | 26.7
318 | STRYKER CREEK STG 1 |  | SCSES_UNIT1A | CHEROKEE | GAS-ST | NORTH | 1958 | 177 | 167
319 | STRYKER CREEK STG 2 |  | SCSES_UNIT2 | CHEROKEE | GAS-ST | NORTH | 1965 | 502 | 502
320 | T H WHARTON CTG 1 |  | THW_THWGT_1 | HARRIS | GAS-GT | HOUSTON | 1967 | 16.32 | 14
321 | T H WHARTON POWER CTG 31 |  | THW_THWGT31 | HARRIS | GAS-CC | HOUSTON | 1972 | 54 | 54
322 | T H WHARTON POWER CTG 32 |  | THW_THWGT32 | HARRIS | GAS-CC | HOUSTON | 1972 | 54 | 54
323 | T H WHARTON POWER CTG 33 |  | THW_THWGT33 | HARRIS | GAS-CC | HOUSTON | 1972 | 54 | 54
324 | T H WHARTON POWER CTG 34 |  | THW_THWGT34 | HARRIS | GAS-CC | HOUSTON | 1972 | 54 | 54
325 | T H WHARTON POWER CTG 41 |  | THW_THWGT41 | HARRIS | GAS-CC | HOUSTON | 1972 | 54 | 54
326 | T H WHARTON POWER CTG 42 |  | THW_THWGT42 | HARRIS | GAS-CC | HOUSTON | 1972 | 54 | 54
327 | T H WHARTON POWER CTG 43 |  | THW_THWGT43 | HARRIS | GAS-CC | HOUSTON | 1974 | 62 | 54
328 | T H WHARTON POWER CTG 44 |  | THW_THWGT44 | HARRIS | GAS-CC | HOUSTON | 1974 | 62 | 54
329 | T H WHARTON POWER CTG 51 |  | THW_THWGT51 | HARRIS | GAS-GT | HOUSTON | 1975 | 85 | 56
330 | T H WHARTON POWER CTG 52 |  | THW_THWGT52 | HARRIS | GAS-GT | HOUSTON | 1975 | 85 | 56
331 | T H WHARTON POWER CTG 53 |  | THW_THWGT53 | HARRIS | GAS-GT | HOUSTON | 1975 | 85 | 56
332 | T H WHARTON POWER CTG 54 |  | THW_THWGT54 | HARRIS | GAS-GT | HOUSTON | 1975 | 85 | 56
333 | T H WHARTON POWER CTG 55 |  | THW_THWGT55 | HARRIS | GAS-GT | HOUSTON | 1975 | 85 | 56
334 | T H WHARTON POWER CTG 56 |  | THW_THWGT56 | HARRIS | GAS-GT | HOUSTON | 1975 | 85 | 56
335 | T H WHARTON POWER STG 3 |  | THW_THWST_3 | HARRIS | GAS-CC | HOUSTON | 1974 | 113.1 | 110
336 | T H WHARTON POWER STG 4 |  | THW_THWST_4 | HARRIS | GAS-CC | HOUSTON | 1974 | 113.1 | 110
337 | TEXAS CITY POWER CTG A |  | TXCTY_CTA | GALVESTON | GAS-CC | HOUSTON | 2000 | 129.06 | 80.3
338 | TEXAS CITY POWER CTG B |  | TXCTY_CTB | GALVESTON | GAS-CC | HOUSTON | 2000 | 129.06 | 80.3
339 | TEXAS CITY POWER CTG C |  | TXCTY_CTC | GALVESTON | GAS-CC | HOUSTON | 2000 | 129.06 | 80.3
340 | TEXAS CITY POWER STG |  | TXCTY_ST | GALVESTON | GAS-CC | HOUSTON | 2000 | 143.65 | 124.9
341 | TEXAS GULF SULPHUR CTG 1 | 24INR0605 | TGS_GT01 | WHARTON | GAS-GT | SOUTH | 1985 | 94 | 67.5
342 | TRINIDAD STG 6 |  | TRSES_UNIT6 | HENDERSON | GAS-ST | NORTH | 1965 | 239 | 235
343 | TOPAZ POWER PLANT U1 |  | TOPAZ_UNIT1 | GALVESTON | GAS-GT | HOUSTON | 2021 | 60.5 | 44.5
344 | TOPAZ POWER PLANT U2 |  | TOPAZ_UNIT2 | GALVESTON | GAS-GT | HOUSTON | 2021 | 60.5 | 44.5
345 | TOPAZ POWER PLANT U3 |  | TOPAZ_UNIT3 | GALVESTON | GAS-GT | HOUSTON | 2021 | 60.5 | 44.5
346 | TOPAZ POWER PLANT U4 |  | TOPAZ_UNIT4 | GALVESTON | GAS-GT | HOUSTON | 2021 | 60.5 | 44.5
347 | TOPAZ POWER PLANT U5 |  | TOPAZ_UNIT5 | GALVESTON | GAS-GT | HOUSTON | 2021 | 60.5 | 44.5
348 | TOPAZ POWER PLANT U6 |  | TOPAZ_UNIT6 | GALVESTON | GAS-GT | HOUSTON | 2021 | 60.5 | 44.5
349 | TOPAZ POWER PLANT U7 |  | TOPAZ_UNIT7 | GALVESTON | GAS-GT | HOUSTON | 2021 | 60.5 | 44.5
350 | TOPAZ POWER PLANT U8 |  | TOPAZ_UNIT8 | GALVESTON | GAS-GT | HOUSTON | 2021 | 60.5 | 44.5
351 | TOPAZ POWER PLANT U9 |  | TOPAZ_UNIT9 | GALVESTON | GAS-GT | HOUSTON | 2021 | 60.5 | 44.5
352 | TOPAZ POWER PLANT U10 |  | TOPAZ_UNIT10 | GALVESTON | GAS-GT | HOUSTON | 2021 | 60.5 | 44.5
353 | V H BRAUNIG CTG 5 |  | BRAUNIG_VHB6CT5 | BEXAR | GAS-GT | SOUTH | 2009 | 64.5 | 48
354 | V H BRAUNIG CTG 6 |  | BRAUNIG_VHB6CT6 | BEXAR | GAS-GT | SOUTH | 2009 | 64.5 | 48
355 | V H BRAUNIG CTG 7 |  | BRAUNIG_VHB6CT7 | BEXAR | GAS-GT | SOUTH | 2009 | 64.5 | 48
356 | V H BRAUNIG CTG 8 |  | BRAUNIG_VHB6CT8 | BEXAR | GAS-GT | SOUTH | 2009 | 64.5 | 47
357 | V H BRAUNIG STG 1 |  | BRAUNIG_VHB1 | BEXAR | GAS-ST | SOUTH | 1966 | 225 | 217
358 | V H BRAUNIG STG 2 |  | BRAUNIG_VHB2 | BEXAR | GAS-ST | SOUTH | 1968 | 240 | 230
359 | V H BRAUNIG STG 3 |  | BRAUNIG_VHB3 | BEXAR | GAS-ST | SOUTH | 1970 | 420 | 412
360 | VICTORIA CITY (CITYVICT) CTG 1 |  | CITYVICT_CTG01 | VICTORIA | GAS-GT | SOUTH | 2020 | 60.5 | 44
361 | VICTORIA CITY (CITYVICT) CTG 2 |  | CITYVICT_CTG02 | VICTORIA | GAS-GT | SOUTH | 2020 | 60.5 | 44
362 | VICTORIA PORT (VICTPORT) CTG 1 |  | VICTPORT_CTG01 | VICTORIA | GAS-GT | SOUTH | 2019 | 60.5 | 44
363 | VICTORIA PORT (VICTPORT) CTG 2 |  | VICTPORT_CTG02 | VICTORIA | GAS-GT | SOUTH | 2019 | 60.5 | 44
364 | VICTORIA POWER CTG 6 |  | VICTORIA_VICTORG6 | VICTORIA | GAS-CC | SOUTH | 2009 | 196.86 | 160
365 | VICTORIA POWER STG 5 |  | VICTORIA_VICTORG5 | VICTORIA | GAS-CC | SOUTH | 2009 | 180.2 | 125
366 | W A PARISH CTG 1 |  | WAP_WAPGT_1 | FORT BEND | GAS-GT | HOUSTON | 1967 | 16.32 | 13
367 | W A PARISH STG 1 |  | WAP_WAP_G1 | FORT BEND | GAS-ST | HOUSTON | 1958 | 187.85 | 169
368 | W A PARISH STG 2 |  | WAP_WAP_G2 | FORT BEND | GAS-ST | HOUSTON | 1958 | 187.85 | 169
369 | W A PARISH STG 3 |  | WAP_WAP_G3 | FORT BEND | GAS-ST | HOUSTON | 1961 | 299.2 | 240
370 | W A PARISH STG 4 |  | WAP_WAP_G4 | FORT BEND | GAS-ST | HOUSTON | 1968 | 580.5 | 527
371 | WICHITA FALLS CTG 1 |  | WFCOGEN_UNIT1 | WICHITA | GAS-CC | WEST | 1987 | 20 | 20
372 | WICHITA FALLS CTG 2 |  | WFCOGEN_UNIT2 | WICHITA | GAS-CC | WEST | 1987 | 20 | 20
373 | WICHITA FALLS CTG 3 |  | WFCOGEN_UNIT3 | WICHITA | GAS-CC | WEST | 1987 | 20 | 20
374 | WINCHESTER POWER PARK CTG 1 |  | WIPOPA_WPP_G1 | FAYETTE | GAS-GT | SOUTH | 2009 | 60.5 | 44
375 | WINCHESTER POWER PARK CTG 2 |  | WIPOPA_WPP_G2 | FAYETTE | GAS-GT | SOUTH | 2009 | 60.5 | 44
376 | WINCHESTER POWER PARK CTG 3 |  | WIPOPA_WPP_G3 | FAYETTE | GAS-GT | SOUTH | 2009 | 60.5 | 44
377 | WINCHESTER POWER PARK CTG 4 |  | WIPOPA_WPP_G4 | FAYETTE | GAS-GT | SOUTH | 2009 | 60.5 | 44
378 | WISE-TRACTEBEL POWER CTG 1 | 20INR0286 | WCPP_CT1 | WISE | GAS-CC | NORTH | 2004 | 275 | 241.4
379 | WISE-TRACTEBEL POWER CTG 2 | 20INR0286 | WCPP_CT2 | WISE | GAS-CC | NORTH | 2004 | 275 | 241.4
380 | WISE-TRACTEBEL POWER STG 1 | 20INR0286 | WCPP_ST1 | WISE | GAS-CC | NORTH | 2004 | 298 | 298
381 | WOLF HOLLOW POWER CTG 1 |  | WHCCS_CT1 | HOOD | GAS-CC | NORTH | 2002 | 264.5 | 238.5
382 | WOLF HOLLOW POWER CTG 2 |  | WHCCS_CT2 | HOOD | GAS-CC | NORTH | 2002 | 264.5 | 230.5
383 | WOLF HOLLOW POWER STG |  | WHCCS_STG | HOOD | GAS-CC | NORTH | 2002 | 300 | 268
384 | WOLF HOLLOW 2 CTG 4 |  | WHCCS2_CT4 | HOOD | GAS-CC | NORTH | 2017 | 360 | 327.8
385 | WOLF HOLLOW 2 CTG 5 |  | WHCCS2_CT5 | HOOD | GAS-CC | NORTH | 2017 | 360 | 329.3
386 | WOLF HOLLOW 2 STG 6 |  | WHCCS2_STG6 | HOOD | GAS-CC | NORTH | 2017 | 511.2 | 446.3
387 | NACOGDOCHES POWER |  | NACPW_UNIT1 | NACOGDOCHES | BIOMASS | NORTH | 2012 | 116.45 | 105
388 | BIOENERGY AUSTIN-WALZEM RD LFG |  | DG_WALZE_4UNITS | BEXAR | BIOMASS | SOUTH | 2002 | 9.8 | 9.8
389 | BIOENERGY TEXAS-COVEL GARDENS LFG |  | DG_MEDIN_1UNIT | BEXAR | BIOMASS | SOUTH | 2005 | 9.6 | 9.6
390 | FARMERS BRANCH LANDFILL GAS TO ENERGY |  | DG_HBR_2UNITS | DENTON | BIOMASS | NORTH | 2011 | 3.2 | 3.2
391 | GRAND PRAIRIE LFG |  | DG_TRIRA_1UNIT | DALLAS | BIOMASS | NORTH | 2015 | 4 | 4
392 | NELSON GARDENS LFG |  | DG_78252_4UNITS | BEXAR | BIOMASS | SOUTH | 2013 | 4.2 | 4.2
393 | WM RENEWABLE-AUSTIN LFG |  | DG_SPRIN_4UNITS | TRAVIS | BIOMASS | SOUTH | 2007 | 6.4 | 6.4
394 | WM RENEWABLE-BIOENERGY PARTNERS LFG |  | DG_BIOE_2UNITS | DENTON | BIOMASS | NORTH | 1988 | 6.2 | 6.2
395 | WM RENEWABLE-DFW GAS RECOVERY LFG |  | DG_BIO2_4UNITS | DENTON | BIOMASS | NORTH | 2009 | 6.4 | 6.4
396 | WM RENEWABLE-MESQUITE CREEK LFG |  | DG_FREIH_2UNITS | COMAL | BIOMASS | SOUTH | 2011 | 3.2 | 3.2
397 | WM RENEWABLE-WESTSIDE LFG |  | DG_WSTHL_3UNITS | PARKER | BIOMASS | NORTH | 2010 | 4.8 | 4.8
398 | Operational Capacity Total (Nuclear, Coal, Gas, Biomass) | [6 empty] | 74289.6 | 66114.5
399
400 | Operational Resources - Synchronized but not Approved for Commercial Operations (Thermal)
401 | REMY JADE POWER STATION U1 | 23INR0339 | JAD_UNIT1 | HARRIS | GAS-GT | HOUSTON | 2024 | 60.5 | 44.5
402 | REMY JADE POWER STATION U2 | 23INR0339 | JAD_UNIT2 | HARRIS | GAS-GT | HOUSTON | 2024 | 60.5 | 44.5
403 | REMY JADE POWER STATION U3 | 23INR0339 | JAD_UNIT3 | HARRIS | GAS-GT | HOUSTON | 2024 | 60.5 | 44.5
404 | REMY JADE POWER STATION U4 | 23INR0339 | JAD_UNIT4 | HARRIS | GAS-GT | HOUSTON | 2024 | 60.5 | 44.5
405 | REMY JADE POWER STATION U5 | 23INR0339 | JAD_UNIT5 | HARRIS | GAS-GT | HOUSTON | 2024 | 60.5 | 44.5
406 | REMY JADE POWER STATION U6 | 23INR0339 | JAD_UNIT6 | HARRIS | GAS-GT | HOUSTON | 2024 | 60.5 | 44.5
407 | Operational Capacity - Synchronized but not Approved for Commercial Operations Total (Nuclear, Coal, Gas, Biomass) | [6 empty] | 363 | 267
408
409 | Operational Capacity Thermal Unavailable due to Extended Outage or Derate |  | THERMAL_UNAVAIL |  |  |  |  | 0 | 0
410 | Operational Capacity Thermal Total |  | THERMAL_OPERATIONAL |  |  |  |  | 74652.6 | 66381.5
411
412 | Operational Resources (Hydro)
413 | AMISTAD HYDRO 1 |  | AMISTAD_AMISTAG1 | VAL VERDE | HYDRO | WEST | 1983 | 37.9 | 37.9
414 | AMISTAD HYDRO 2 |  | AMISTAD_AMISTAG2 | VAL VERDE | HYDRO | WEST | 1983 | 37.9 | 37.9
415 | AUSTIN HYDRO 1 |  | AUSTPL_AUSTING1 | TRAVIS | HYDRO | SOUTH | 1940 | 9 | 8
416 | AUSTIN HYDRO 2 |  | AUSTPL_AUSTING2 | TRAVIS | HYDRO | SOUTH | 1940 | 9 | 9
417 | BUCHANAN HYDRO 1 |  | BUCHAN_BUCHANG1 | LLANO | HYDRO | SOUTH | 1938 | 18.3 | 16
418 | BUCHANAN HYDRO 2 |  | BUCHAN_BUCHANG2 | LLANO | HYDRO | SOUTH | 1938 | 18.3 | 16
419 | BUCHANAN HYDRO 3 |  | BUCHAN_BUCHANG3 | LLANO | HYDRO | SOUTH | 1950 | 18.3 | 17
420 | DENISON DAM 1 |  | DNDAM_DENISOG1 | GRAYSON | HYDRO | NORTH | 1944 | 50.8 | 49.5
421 | DENISON DAM 2 |  | DNDAM_DENISOG2 | GRAYSON | HYDRO | NORTH | 1948 | 50.8 | 49.5
422 | EAGLE PASS HYDRO |  | EAGLE_HY_EAGLE_HY1 | MAVERICK | HYDRO | SOUTH | 1928 | 9.6 | 9.6
423 | FALCON HYDRO 1 |  | FALCON_FALCONG1 | STARR | HYDRO | SOUTH | 1954 | 12 | 12
424 | FALCON HYDRO 2 |  | FALCON_FALCONG2 | STARR | HYDRO | SOUTH | 1954 | 12 | 12
425 | FALCON HYDRO 3 |  | FALCON_FALCONG3 | STARR | HYDRO | SOUTH | 1954 | 12 | 12
426 | GRANITE SHOALS HYDRO 1 |  | WIRTZ_WIRTZ_G1 | BURNET | HYDRO | SOUTH | 1951 | 29 | 29
427 | GRANITE SHOALS HYDRO 2 |  | WIRTZ_WIRTZ_G2 | BURNET | HYDRO | SOUTH | 1951 | 29 | 29
428 | GUADALUPE BLANCO RIVER AUTH-CANYON |  | CANYHY_CANYHYG1 | COMAL | HYDRO | SOUTH | 1928 | 6 | 6
429 | INKS HYDRO 1 |  | INKSDA_INKS_G1 | LLANO | HYDRO | SOUTH | 1938 | 15 | 14
430 | MARBLE FALLS HYDRO 1 |  | MARBFA_MARBFAG1 | BURNET | HYDRO | SOUTH | 1951 | 21 | 21
431 | MARBLE FALLS HYDRO 2 |  | MARBFA_MARBFAG2 | BURNET | HYDRO | SOUTH | 1951 | 20 | 20
432 | MARSHALL FORD HYDRO 1 |  | MARSFO_MARSFOG1 | TRAVIS | HYDRO | SOUTH | 1941 | 36 | 36
433 | MARSHALL FORD HYDRO 2 |  | MARSFO_MARSFOG2 | TRAVIS | HYDRO | SOUTH | 1941 | 36 | 36
434 | MARSHALL FORD HYDRO 3 |  | MARSFO_MARSFOG3 | TRAVIS | HYDRO | SOUTH | 1941 | 36 | 36
435 | WHITNEY DAM HYDRO |  | WND_WHITNEY1 | BOSQUE | HYDRO | NORTH | 1953 | 22 | 22
436 | WHITNEY DAM HYDRO 2 |  | WND_WHITNEY2 | BOSQUE | HYDRO | NORTH | 1953 | 22 | 22
437 | Operational Capacity Total (Hydro) | [6 empty] | 567.9 | 557.4
438 | Hydro Capacity Contribution (Top 20 Hours) |  | HYDRO_CAP_CONT |  | HYDRO |  |  | 567.9 | 436
439
440 | Operational Hydro Resources, Settlement Only Distributed Generators (SODGs)
441 | ARLINGTON OUTLET HYDROELECTRIC FACILITY |  | DG_OAKHL_1UNIT | TARRANT | HYDRO | NORTH | 1928 | 1.4 | 1.4
442 | GUADALUPE BLANCO RIVER AUTH-MCQUEENEY |  | DG_MCQUE_5UNITS | GUADALUPE | HYDRO | SOUTH | 1928 | 7.7 | 7.7
443 | GUADALUPE BLANCO RIVER AUTH-SCHUMANSVILLE |  | DG_SCHUM_2UNITS | GUADALUPE | HYDRO | SOUTH | 1928 | 3.6 | 3.6
444 | LEWISVILLE HYDRO-CITY OF GARLAND |  | DG_LWSVL_1UNIT | DENTON | HYDRO | NORTH | 1991 | 2.2 | 2.2
445 | Operational Hydro Resources Total, Settlement Only Distributed Generators (SODGs) | [6 empty] | 14.9 | 14.9
446 | Hydro SODG Capacity Contribution (Highest 20 Peak Load Hours) |  | DG_HYDRO_CAP_CONT |  | HYDRO |  |  | 14.9 | 11.6548
447
448 | Operational Capacity Hydroelectric Unavailable due to Extended Outage or Derate |  | HYDRO_UNAVAIL |  | HYDRO |  |  | -7.7 | -6.023
449 | Operational Capacity Hydroelectric Total |  | HYDRO_OPERATIONAL |  | HYDRO |  |  | 575.1 | 441.6319
450
451 | Operational Resources (Switchable)
452 | ANTELOPE IC 1 |  | AEEC_ANTLP_1 | HALE | GAS-IC | PANHANDLE | 2016 | 56.04 | 54
453 | ANTELOPE IC 2 |  | AEEC_ANTLP_2 | HALE | GAS-IC | PANHANDLE | 2016 | 56.04 | 54
454 | ANTELOPE IC 3 |  | AEEC_ANTLP_3 | HALE | GAS-IC | PANHANDLE | 2016 | 56.04 | 54
455 | ELK STATION CTG 1 |  | AEEC_ELK_1 | HALE | GAS-GT | PANHANDLE | 2016 | 202 | 190
456 | ELK STATION CTG 2 |  | AEEC_ELK_2 | HALE | GAS-GT | PANHANDLE | 2016 | 202 | 190
457 | ELK STATION IC 3 |  | AEEC_ELK_3 | HALE | GAS-GT | PANHANDLE | 2016 | 202 | 190
458 | TENASKA FRONTIER STATION CTG 1 |  | FTR_FTR_G1 | GRIMES | GAS-CC | NORTH | 2000 | 185 | 160
459 | TENASKA FRONTIER STATION CTG 2 |  | FTR_FTR_G2 | GRIMES | GAS-CC | NORTH | 2000 | 185 | 160
460 | TENASKA FRONTIER STATION CTG 3 |  | FTR_FTR_G3 | GRIMES | GAS-CC | NORTH | 2000 | 185 | 160
461 | TENASKA FRONTIER STATION STG 4 |  | FTR_FTR_G4 | GRIMES | GAS-CC | NORTH | 2000 | 400 | 400
462 | TENASKA GATEWAY STATION CTG 1 |  | TGCCS_CT1 | RUSK | GAS-CC | NORTH | 2001 | 179 | 156
463 | TENASKA GATEWAY STATION CTG 2 |  | TGCCS_CT2 | RUSK | GAS-CC | NORTH | 2001 | 179 | 135
464 | TENASKA GATEWAY STATION CTG 3 |  | TGCCS_CT3 | RUSK | GAS-CC | NORTH | 2001 | 179 | 153
465 | TENASKA GATEWAY STATION STG 4 |  | TGCCS_UNIT4 | RUSK | GAS-CC | NORTH | 2001 | 402 | 402
466 | TENASKA KIAMICHI STATION 1CT101 |  | KMCHI_1CT101 | FANNIN | GAS-CC | NORTH | 2003 | 185 | 151
467 | TENASKA KIAMICHI STATION 1CT201 |  | KMCHI_1CT201 | FANNIN | GAS-CC | NORTH | 2003 | 185 | 148
468 | TENASKA KIAMICHI STATION 1ST |  | KMCHI_1ST | FANNIN | GAS-CC | NORTH | 2003 | 318 | 310
469 | TENASKA KIAMICHI STATION 2CT101 |  | KMCHI_2CT101 | FANNIN | GAS-CC | NORTH | 2003 | 185 | 150
470 | TENASKA KIAMICHI STATION 2CT201 |  | KMCHI_2CT201 | FANNIN | GAS-CC | NORTH | 2003 | 185 | 152
471 | TENASKA KIAMICHI STATION 2ST |  | KMCHI_2ST | FANNIN | GAS-CC | NORTH | 2003 | 318 | 311
472 | Switchable Capacity Total | [6 empty] | 4044.12 | 3680
473
474 | Switchable Capacity Unavailable to ERCOT
475 | ANTELOPE IC 1 |  | AEEC_ANTLP_1_UNAVAIL | HALE | GAS-IC | PANHANDLE | 2017 | -56 | -54
476 | ANTELOPE IC 2 |  | AEEC_ANTLP_2_UNAVAIL | HALE | GAS-IC | PANHANDLE | 2017 | -56 | -54
477 | ANTELOPE IC 3 |  | AEEC_ANTLP_3_UNAVAIL | HALE | GAS-IC | PANHANDLE | 2017 | -56 | -54
478 | ELK STATION CTG 1 |  | AEEC_ELK_1_UNAVAIL | HALE | GAS-GT | PANHANDLE | 2017 | -202 | -190
479 | ELK STATION CTG 2 |  | AEEC_ELK_2_UNAVAIL | HALE | GAS-GT | PANHANDLE | 2017 | -202 | -190
480 | ELK STATION CTG 3 |  | AEEC_ELK_3_UNAVAIL | HALE | GAS-GT | PANHANDLE | 2025 | 0 | 0
481 | TENASKA KIAMICHI STATION 2CT101 |  | KMCHI_2CT101_UNAVAIL | FANNIN | GAS-CC | NORTH | 2023 | -185 | -150
482 | TENASKA KIAMICHI STATION 2CT201 |  | KMCHI_2CT201_UNAVAIL | FANNIN | GAS-CC | NORTH | 2023 | -185 | -152
483 | TENASKA KIAMICHI STATION 2ST |  | KMCHI_2ST_UNAVAIL | FANNIN | GAS-CC | NORTH | 2023 | -318 | -311
484 | TENASKA KIAMICHI STATION 1CT101 |  | KMCHI_1CT101_UNAVAIL | FANNIN | GAS-CC | NORTH | 2023 | 0 | 0
485 | Switchable Capacity Unavailable to ERCOT Total | [6 empty] | -1260 | -1155
486
487 | Available Mothball Capacity based on Owner's Return Probability |  | MOTH_AVAIL |  | GAS-ST |  |  | 144.8 | 135.5
488
489 | Private-Use Network Capacity Contribution (Top 20 Hours) |  | PUN_CAP_CONT |  | GAS-CC |  |  | 9384 | 2777
490 | Private-Use Network Forecast Adjustment (per Protocol 10.3.2.4) |  | PUN_CAP_ADJUST |  | GAS-CC |  |  |  | 85
491
492 | Operational Resources (Wind)
493 | AGUAYO WIND U1 |  | AGUAYO_UNIT1 | MILLS | WIND-O | NORTH | 2023 | 193.5 | 192.9
494 | AMADEUS WIND 1 U1 |  | AMADEUS1_UNIT1 | FISHER | WIND-O | WEST | 2021 | 36.7 | 36.7
495 | AMADEUS WIND 1 U2 |  | AMADEUS1_UNIT2 | FISHER | WIND-O | WEST | 2021 | 35.8 | 35.8
496 | AMADEUS WIND 2 U1 |  | AMADEUS2_UNIT3 | FISHER | WIND-O | WEST | 2021 | 177.7 | 177.7
497 | ANACACHO WIND |  | ANACACHO_ANA | KINNEY | WIND-O | SOUTH | 2012 | 99.83 | 99.8
498 | ANCHOR WIND U2 |  | ANCHOR_WIND2 | CALLAHAN | WIND-O | WEST | 2024 | 98.9 | 98.9
499 | ANCHOR WIND U3 |  | ANCHOR_WIND3 | CALLAHAN | WIND-O | WEST | 2024 | 90 | 90
500 | ANCHOR WIND U4 |  | ANCHOR_WIND4 | CALLAHAN | WIND-O | WEST | 2024 | 38.7 | 38.7
501 | ANCHOR WIND U5 |  | ANCHOR_WIND5 | CALLAHAN | WIND-O | WEST | 2024 | 19.3 | 19.3
502 | APOGEE WIND U1 |  | APOGEE_UNIT1 | THROCKMORTON | WIND-O | WEST | 2024 | 25 | 25
503 | APOGEE WIND U2 |  | APOGEE_UNIT2 | THROCKMORTON | WIND-O | WEST | 2024 | 14 | 14
504 | APOGEE WIND U3 |  | APOGEE_UNIT3 | THROCKMORTON | WIND-O | WEST | 2024 | 30.2 | 30.2
505 | APOGEE WIND U4 |  | APOGEE_UNIT4 | THROCKMORTON | WIND-O | WEST | 2024 | 115 | 115
506 | APOGEE WIND U5 |  | APOGEE_UNIT5 | THROCKMORTON | WIND-O | WEST | 2024 | 110 | 110
507 | APOGEE WIND U6 |  | APOGEE_UNIT6 | THROCKMORTON | WIND-O | WEST | 2024 | 24 | 24
508 | APOGEE WIND U7 |  | APOGEE_UNIT7 | THROCKMORTON | WIND-O | WEST | 2024 | 75 | 75
509 | APPALOOSA RUN WIND U1 |  | APPALOSA_UNIT1 | UPTON | WIND-O | WEST | 2024 | 157.9 | 157.9
510 | APPALOOSA RUN WIND U2 |  | APPALOSA_UNIT2 | UPTON | WIND-O | WEST | 2024 | 13.9 | 13.9
511 | AQUILLA LAKE WIND U1 |  | AQUILLA_U1_23 | HILL & LIMESTONE | WIND-O | NORTH | 2023 | 13.9 | 13.9
512 | AQUILLA LAKE WIND U2 |  | AQUILLA_U1_28 | HILL & LIMESTONE | WIND-O | NORTH | 2023 | 135.4 | 135.4
513 | AQUILLA LAKE 2 WIND U1 |  | AQUILLA_U2_23 | HILL & LIMESTONE | WIND-O | NORTH | 2023 | 7 | 7
514 | AQUILLA LAKE 2 WIND U2 |  | AQUILLA_U2_28 | HILL & LIMESTONE | WIND-O | NORTH | 2023 | 143.8 | 143.8
515 | AVIATOR WIND U1 |  | AVIATOR_UNIT1 | COKE | WIND-O | WEST | 2021 | 180.12 | 180.1
516 | AVIATOR WIND U2 |  | AVIATOR_UNIT2 | COKE | WIND-O | WEST | 2021 | 145.64 | 145.6
517 | AVIATOR WIND U3 |  | DEWOLF_UNIT1 | COKE | WIND-O | WEST | 2021 | 199.26 | 199.3
518 | BLACKJACK CREEK WIND U1 |  | BLACKJAK_UNIT1 | BEE | WIND-O | SOUTH | 2023 | 120 | 120
519 | BLACKJACK CREEK WIND U2 |  | BLACKJAK_UNIT2 | BEE | WIND-O | SOUTH | 2023 | 120 | 120
520 | BAFFIN WIND UNIT1 |  | BAFFIN_UNIT1 | KENEDY | WIND-C | COASTAL | 2016 | 100 | 100
521 | BAFFIN WIND UNIT2 |  | BAFFIN_UNIT2 | KENEDY | WIND-C | COASTAL | 2016 | 102 | 102
522 | BARROW RANCH (JUMBO HILL WIND) 1 |  | BARROW_UNIT1 | ANDREWS | WIND-O | WEST | 2021 | 90.2 | 90.2
523 | BARROW RANCH (JUMBO HILL WIND) 2 |  | BARROW_UNIT2 | ANDREWS | WIND-O | WEST | 2021 | 70.5 | 70.5
524 | BARTON CHAPEL WIND |  | BRTSW_BCW1 | JACK | WIND-O | NORTH | 2007 | 120 | 120
525 | BLUE SUMMIT WIND 1 A |  | BLSUMMIT_BLSMT1_5 | WILBARGER | WIND-O | WEST | 2013 | 132.84 | 132.8
526 | BLUE SUMMIT WIND 1 B |  | BLSUMMIT_BLSMT1_6 | WILBARGER | WIND-O | WEST | 2013 | 6.96 | 6.9
527 | BLUE SUMMIT WIND 2 A |  | BLSUMMIT_UNIT2_25 | WILBARGER | WIND-O | WEST | 2020 | 92.5 | 92.5
528 | BLUE SUMMIT WIND 2 B |  | BLSUMMIT_UNIT2_17 | WILBARGER | WIND-O | WEST | 2020 | 6.9 | 6.9
529 | BLUE SUMMIT WIND 3 A |  | BLSUMIT3_UNIT_17 | WILBARGER | WIND-O | WEST | 2020 | 13.7 | 13.4
530 | BLUE SUMMIT WIND 3 B |  | BLSUMIT3_UNIT_25 | WILBARGER | WIND-O | WEST | 2020 | 186.5 | 182.4
531 | BOBCAT BLUFF WIND |  | BCATWIND_WIND_1 | ARCHER | WIND-O | WEST | 2020 | 162 | 162
532 | BRISCOE WIND |  | BRISCOE_WIND | BRISCOE | WIND-P | PANHANDLE | 2015 | 149.85 | 149.8
533 | BRUENNING'S BREEZE A |  | BBREEZE_UNIT1 | WILLACY | WIND-C | COASTAL | 2017 | 120 | 120
534 | BRUENNING'S BREEZE B |  | BBREEZE_UNIT2 | WILLACY | WIND-C | COASTAL | 2017 | 108 | 108
535 | BUCKTHORN WIND 1 A |  | BUCKTHRN_UNIT1 | ERATH | WIND-O | NORTH | 2017 | 44.9 | 44.9
536 | BUCKTHORN WIND 1 B |  | BUCKTHRN_UNIT2 | ERATH | WIND-O | NORTH | 2017 | 55.7 | 55.7
537 | BUFFALO GAP WIND 1 |  | BUFF_GAP_UNIT1 | TAYLOR | WIND-O | WEST | 2006 | 120.6 | 120.6
538 | BUFFALO GAP WIND 2_1 |  | BUFF_GAP_UNIT2_1 | TAYLOR | WIND-O | WEST | 2007 | 115.5 | 115.5
539 | BUFFALO GAP WIND 2_2 |  | BUFF_GAP_UNIT2_2 | TAYLOR | WIND-O | WEST | 2007 | 117 | 117
540 | BUFFALO GAP WIND 3 |  | BUFF_GAP_UNIT3 | TAYLOR | WIND-O | WEST | 2008 | 170.2 | 170.2
541 | BULL CREEK WIND U1 |  | BULLCRK_WND1 | BORDEN | WIND-O | WEST | 2009 | 89 | 88
542 | BULL CREEK WIND U2 |  | BULLCRK_WND2 | BORDEN | WIND-O | WEST | 2009 | 91 | 90
543 | CABEZON WIND (RIO BRAVO I WIND) 1 A |  | CABEZON_WIND1 | STARR | WIND-O | SOUTH | 2019 | 115.2 | 115.2
544 | CABEZON WIND (RIO BRAVO I WIND) 1 B |  | CABEZON_WIND2 | STARR | WIND-O | SOUTH | 2019 | 122.4 | 122.4
545 | CACTUS FLATS WIND U1 |  | CFLATS_U1 | CONCHO | WIND-O | WEST | 2022 | 148.4 | 148.4
546 | CALLAHAN WIND |  | CALLAHAN_WND1 | CALLAHAN | WIND-O | WEST | 2004 | 123.1 | 123.1
547 | CAMERON COUNTY WIND |  | CAMWIND_UNIT1 | CAMERON | WIND-C | COASTAL | 2016 | 165 | 165
548 | CAMP SPRINGS WIND 1 |  | CSEC_CSECG1 | SCURRY | WIND-O | WEST | 2007 | 134.42 | 130.5
549 | CAMP SPRINGS WIND 2 |  | CSEC_CSECG2 | SCURRY | WIND-O | WEST | 2007 | 123.6 | 120
550 | CANADIAN BREAKS WIND |  | CN_BRKS_UNIT_1 | OLDHAM | WIND-P | PANHANDLE | 2019 | 210.1 | 210.1
551 | CAPRICORN RIDGE WIND 1 |  | CAPRIDGE_CR1 | STERLING | WIND-O | WEST | 2007 | 231.7 | 231.7
552 | CAPRICORN RIDGE WIND 2 |  | CAPRIDGE_CR2 | STERLING | WIND-O | WEST | 2007 | 149.5 | 149.5
553 | CAPRICORN RIDGE WIND 3 |  | CAPRIDGE_CR3 | STERLING | WIND-O | WEST | 2008 | 200.9 | 200.9
554 | CAPRICORN RIDGE WIND 4 |  | CAPRIDG4_CR4 | STERLING | WIND-O | WEST | 2008 | 121.5 | 121.5
555 | CEDRO HILL WIND 1 | 24INR0632 | CEDROHIL_CHW1 | WEBB | WIND-O | SOUTH | 2010 | 75 | 75
556 | CEDRO HILL WIND 2 | 24INR0632 | CEDROHIL_CHW2 | WEBB | WIND-O | SOUTH | 2010 | 75 | 75
557 | CHALUPA WIND |  | CHALUPA_UNIT1 | CAMERON | WIND-C | COASTAL | 2021 | 173.3 | 173.3
558 | CHAMPION WIND |  | CHAMPION_UNIT1 | NOLAN | WIND-O | WEST | 2008 | 126.5 | 126.5
559 | CHAPMAN RANCH WIND IA (SANTA CRUZ) | 24INR0627 | SANTACRU_UNIT1 | NUECES | WIND-C | COASTAL | 2017 | 150.6 | 150.6
560 | CHAPMAN RANCH WIND IB (SANTA CRUZ) | 24INR0627 | SANTACRU_UNIT2 | NUECES | WIND-C | COASTAL | 2017 | 98.4 | 98.4
561 | COTTON PLAINS WIND |  | COTPLNS_COTTONPL | FLOYD | WIND-P | PANHANDLE | 2017 | 50.4 | 50.4
562 | CRANELL WIND |  | CRANELL_UNIT1 | REFUGIO | WIND-C | COASTAL | 2022 | 220 | 220
563 | DERMOTT WIND 1_1 |  | DERMOTT_UNIT1 | SCURRY | WIND-O | WEST | 2017 | 126.5 | 126.5
564 | DERMOTT WIND 1_2 |  | DERMOTT_UNIT2 | SCURRY | WIND-O | WEST | 2017 | 126.5 | 126.5
565 | DESERT SKY WIND 1 A |  | DSKYWND1_UNIT_1A | PECOS | WIND-O | WEST | 2022 | 65.79 | 53.1
566 | DESERT SKY WIND 1 B |  | DSKYWND2_UNIT_2A | PECOS | WIND-O | WEST | 2022 | 65.79 | 50.4
567 | DESERT SKY WIND 2 A |  | DSKYWND1_UNIT_1B | PECOS | WIND-O | WEST | 2022 | 23.93 | 18.7
568 | DESERT SKY WIND 2 B |  | DSKYWND2_UNIT_2B | PECOS | WIND-O | WEST | 2022 | 14.74 | 8
569 | DOUG COLBECK'S CORNER (CONWAY) A |  | GRANDVW1_COLA | CARSON | WIND-P | PANHANDLE | 2016 | 100.24 | 100.2
570 | DOUG COLBECK'S CORNER (CONWAY) B |  | GRANDVW1_COLB | CARSON | WIND-P | PANHANDLE | 2016 | 100.24 | 100.2
571 | EAST RAYMOND WIND (EL RAYO) U1 |  | EL_RAYO_UNIT1 | WILLACY | WIND-C | COASTAL | 2021 | 101.2 | 98
572 | EAST RAYMOND WIND (EL RAYO) U2 |  | EL_RAYO_UNIT2 | WILLACY | WIND-C | COASTAL | 2021 | 99 | 96
573 | ELBOW CREEK WIND |  | ELB_ELBCREEK | HOWARD | WIND-O | WEST | 2008 | 121.9 | 121.9
574 | ELECTRA WIND 1 |  | DIGBY_UNIT1 | WILBARGER | WIND-O | WEST | 2016 | 101.31 | 98.9
575 | ELECTRA WIND 2 |  | DIGBY_UNIT2 | WILBARGER | WIND-O | WEST | 2016 | 134.29 | 131.1
576 | EL ALGODON ALTO W U1 |  | ALGODON_UNIT1 | WILLACY | WIND-C | COASTAL | 2022 | 171.6 | 171.6
577 | EL ALGODON ALTO W U2 |  | ALGODON_UNIT2 | WILLACY | WIND-C | COASTAL | 2022 | 28.6 | 28.6
578 | ESPIRITU WIND |  | CHALUPA_UNIT2 | CAMERON | WIND-C | COASTAL | 2021 | 25.2 | 25.2
579 | FALVEZ ASTRA WIND |  | ASTRA_UNIT1 | RANDALL | WIND-P | PANHANDLE | 2017 | 163.2 | 163.2
580 | FLAT TOP WIND I |  | FTWIND_UNIT_1 | MILLS | WIND-O | NORTH | 2018 | 200 | 200
581 | FLUVANNA RENEWABLE 1 A |  | FLUVANNA_UNIT1 | SCURRY | WIND-O | WEST | 2017 | 79.8 | 79.8
582 | FLUVANNA RENEWABLE 1 B |  | FLUVANNA_UNIT2 | SCURRY | WIND-O | WEST | 2017 | 75.6 | 75.6
583 | FOARD CITY WIND 1 A |  | FOARDCTY_UNIT1 | FOARD | WIND-O | WEST | 2019 | 186.48 | 186.5
584 | FOARD CITY WIND 1 B |  | FOARDCTY_UNIT2 | FOARD | WIND-O | WEST | 2019 | 163.8 | 163.8
585 | FOREST CREEK WIND | 25INR0578 | MCDLD_FCW1 | GLASSCOCK | WIND-O | WEST | 2007 | 124.2 | 124.2
586 | GOAT WIND |  | GOAT_GOATWIND | STERLING | WIND-O | WEST | 2008 | 80 | 80
587 | GOAT WIND 2 |  | GOAT_GOATWIN2 | STERLING | WIND-O | WEST | 2010 | 69.6 | 69.6
588 | GOLDTHWAITE WIND 1 |  | GWEC_GWEC_G1 | MILLS | WIND-O | NORTH | 2014 | 148.6 | 148.6
589 | GOODNIGHT WIND U1 |  | GOODNIT1_UNIT1 | ARMSTRONG | WIND-P | PANHANDLE | 2024 | 121 | 121
590 | GOODNIGHT WIND U2 |  | GOODNIT1_UNIT2 | ARMSTRONG | WIND-P | PANHANDLE | 2024 | 137.1 | 137.1
591 | GOPHER CREEK WIND 1 |  | GOPHER_UNIT1 | BORDEN | WIND-O | WEST | 2020 | 82 | 82
592 | GOPHER CREEK WIND 2 |  | GOPHER_UNIT2 | BORDEN | WIND-O | WEST | 2020 | 76 | 76
593 | GRANDVIEW WIND 1 (CONWAY) GV1A |  | GRANDVW1_GV1A | CARSON | WIND-P | PANHANDLE | 2014 | 107.4 | 107.4
594 | GRANDVIEW WIND 1 (CONWAY) GV1B |  | GRANDVW1_GV1B | CARSON | WIND-P | PANHANDLE | 2014 | 103.8 | 103.8
595 | GREEN MOUNTAIN WIND (BRAZOS) U1 |  | BRAZ_WND_BRAZ_WND1 | SCURRY | WIND-O | WEST | 2023 | 120 | 120
596 | GREEN MOUNTAIN WIND (BRAZOS) U2 |  | BRAZ_WND_BRAZ_WND2 | SCURRY | WIND-O | WEST | 2023 | 62.4 | 62.4
597 | GREEN PASTURES WIND I |  | GPASTURE_WIND_I | BAYLOR | WIND-O | WEST | 2015 | 150 | 150
598 | GRIFFIN TRAIL WIND U1 |  | GRIF_TRL_UNIT1 | KNOX | WIND-O | WEST | 2021 | 98.7 | 98.7
599 | GRIFFIN TRAIL WIND U2 |  | GRIF_TRL_UNIT2 | KNOX | WIND-O | WEST | 2021 | 126.9 | 126.9
600 | GULF WIND I |  | TGW_T1 | KENEDY | WIND-C | COASTAL | 2021 | 141.6 | 141.6
601 | GULF WIND II |  | TGW_T2 | KENEDY | WIND-C | COASTAL | 2021 | 141.6 | 141.6
602 | GUNSIGHT MOUNTAIN WIND |  | GUNMTN_G1 | HOWARD | WIND-O | WEST | 2016 | 119.93 | 119.9
603 | HACKBERRY WIND |  | HWF_HWFG1 | SHACKELFORD | WIND-O | WEST | 2008 | 165.6 | 163.5
604 | HEREFORD WIND G |  | HRFDWIND_WIND_G | DEAF SMITH | WIND-P | PANHANDLE | 2014 | 99.9 | 99.9
605 | HEREFORD WIND V |  | HRFDWIND_WIND_V | DEAF SMITH | WIND-P | PANHANDLE | 2014 | 100 | 100
606 | HICKMAN (SANTA RITA WIND) 1 |  | HICKMAN_G1 | REAGAN | WIND-O | WEST | 2018 | 152.5 | 152.5
607 | HICKMAN (SANTA RITA WIND) 2 |  | HICKMAN_G2 | REAGAN | WIND-O | WEST | 2018 | 147.5 | 147.5
608 | HIDALGO & STARR WIND 11 |  | MIRASOLE_MIR11 | HIDALGO | WIND-O | SOUTH | 2016 | 52 | 52
609 | HIDALGO & STARR WIND 12 |  | MIRASOLE_MIR12 | HIDALGO | WIND-O | SOUTH | 2016 | 98 | 98
610 | HIDALGO & STARR WIND 21 |  | MIRASOLE_MIR21 | HIDALGO | WIND-O | SOUTH | 2016 | 100 | 100
611 | HIDALGO II WIND |  | MIRASOLE_MIR13 | HIDALGO | WIND-O | SOUTH | 2021 | 50.4 | 50.4
612 | HIGH LONESOME W 1A |  | HI_LONE_WGR1A | CROCKETT | WIND-O | WEST | 2021 | 46 | 46
613 | HIGH LONESOME W 1B |  | HI_LONE_WGR1B | CROCKETT | WIND-O | WEST | 2021 | 52 | 52
614 | HIGH LONESOME W 1C |  | HI_LONE_WGR1C | CROCKETT | WIND-O | WEST | 2021 | 25.3 | 25.3
615 | HIGH LONESOME W 2 |  | HI_LONE_WGR2 | CROCKETT | WIND-O | WEST | 2021 | 122.5 | 122.5
616 | HIGH LONESOME W 2A |  | HI_LONE_WGR2A | CROCKETT | WIND-O | WEST | 2021 | 25.3 | 25.3
617 | HIGH LONESOME W 3 |  | HI_LONE_WGR3 | CROCKETT | WIND-O | WEST | 2021 | 127.6 | 127.6
618 | HIGH LONESOME W 4 |  | HI_LONE_WGR4 | CROCKETT | WIND-O | WEST | 2021 | 101.6 | 101.6
619 | HORSE CREEK WIND 1 |  | HORSECRK_UNIT1 | HASKELL | WIND-O | WEST | 2017 | 134.81 | 131.1
620 | HORSE CREEK WIND 2 |  | HORSECRK_UNIT2 | HASKELL | WIND-O | WEST | 2017 | 101.69 | 98.9
621 | HORSE HOLLOW WIND 1 |  | H_HOLLOW_WND1 | TAYLOR | WIND-O | WEST | 2005 | 230 | 230
622 | HORSE HOLLOW WIND 2 |  | HHOLLOW2_WIND1 | TAYLOR | WIND-O | WEST | 2006 | 184 | 184
623 | HORSE HOLLOW WIND 3 |  | HHOLLOW3_WND_1 | TAYLOR | WIND-O | WEST | 2006 | 241.4 | 241.4
624 | HORSE HOLLOW WIND 4 |  | HHOLLOW4_WND1 | TAYLOR | WIND-O | WEST | 2006 | 115 | 115
625 | INADALE WIND 1 |  | INDL_INADALE1 | NOLAN | WIND-O | WEST | 2008 | 95 | 95
626 | INADALE WIND 2 |  | INDL_INADALE2 | NOLAN | WIND-O | WEST | 2008 | 102 | 102
627 | INDIAN MESA WIND |  | INDNNWP_INDNNWP2 | PECOS | WIND-O | WEST | 2001 | 91.8 | 91.8
628 | INERTIA WIND U1 |  | INRT_W_UNIT1 | HASKELL | WIND-O | WEST | 2023 | 67.68 | 67.7
629 | INERTIA WIND U2 |  | INRT_W_UNIT2 | HASKELL | WIND-O | WEST | 2023 | 27.72 | 27.7
630 | INERTIA WIND U3 |  | INRT_W_UNIT3 | HASKELL | WIND-O | WEST | 2023 | 205.86 | 205.9
631 | JAVELINA I WIND 18 |  | BORDAS_JAVEL18 | WEBB | WIND-O | SOUTH | 2015 | 19.69 | 19.7
632 | JAVELINA I WIND 20 |  | BORDAS_JAVEL20 | WEBB | WIND-O | SOUTH | 2015 | 230 | 230
633 | JAVELINA II WIND 1 |  | BORDAS2_JAVEL2_A | WEBB | WIND-O | SOUTH | 2017 | 96 | 96
634 | JAVELINA II WIND 2 |  | BORDAS2_JAVEL2_B | WEBB | WIND-O | SOUTH | 2017 | 74 | 74
635 | JAVELINA II WIND 3 |  | BORDAS2_JAVEL2_C | WEBB | WIND-O | SOUTH | 2017 | 30 | 30
636 | JUMBO ROAD WIND 1 |  | HRFDWIND_JRDWIND1 | DEAF SMITH | WIND-P | PANHANDLE | 2015 | 146.15 | 146.2
637 | JUMBO ROAD WIND 2 |  | HRFDWIND_JRDWIND2 | DEAF SMITH | WIND-P | PANHANDLE | 2015 | 153.55 | 153.6
638 | KARANKAWA WIND 1A |  | KARAKAW1_UNIT1 | SAN PATRICIO | WIND-C | COASTAL | 2019 | 103.32 | 103.3
639 | KARANKAWA WIND 1B |  | KARAKAW1_UNIT2 | SAN PATRICIO | WIND-C | COASTAL | 2019 | 103.32 | 103.3
640 | KARANKAWA WIND 2 |  | KARAKAW2_UNIT3 | SAN PATRICIO | WIND-C | COASTAL | 2019 | 100.42 | 100.4
641 | KEECHI WIND |  | KEECHI_U1 | JACK | WIND-O | NORTH | 2014 | 110 | 110
642 | KING MOUNTAIN WIND (NE) |  | KING_NE_KINGNE | UPTON | WIND-O | WEST | 2001 | 79.7 | 79.7
643 | KING MOUNTAIN WIND (NW) |  | KING_NW_KINGNW | UPTON | WIND-O | WEST | 2001 | 79.7 | 79.7
644 | KING MOUNTAIN WIND (SE) |  | KING_SE_KINGSE | UPTON | WIND-O | WEST | 2001 | 40.5 | 40.5
645 | KING MOUNTAIN WIND (SW) |  | KING_SW_KINGSW | UPTON | WIND-O | WEST | 2001 | 79.7 | 79.7
646 | LANGFORD WIND POWER |  | LGD_LANGFORD | TOM GREEN | WIND-O | WEST | 2009 | 159.96 | 160
647 | LACY CREEK WIND U1 |  | LACY_CRK_UNIT1 | GLASSCOCK | WIND-O | WEST | 2024 | 135.4 | 135.4
648 | LACY CREEK WIND U2 |  | LACY_CRK_UNIT2 | GLASSCOCK | WIND-O | WEST | 2024 | 15.12 | 15.1
649 | LACY CREEK WIND U3 |  | LACY_CRK_UNIT3 | GLASSCOCK | WIND-O | WEST | 2024 | 138.2 | 138.2
650 | LACY CREEK WIND U4 |  | LACY_CRK_UNIT4 | GLASSCOCK | WIND-O | WEST | 2024 | 12.6 | 10.1
651 | LAS MAJADAS WIND U1 |  | LMAJADAS_UNIT1 | WILLACY | WIND-C | COASTAL | 2023 | 110 | 110
652 | LAS MAJADAS WIND U2 |  | LMAJADAS_UNIT2 | WILLACY | WIND-C | COASTAL | 2023 | 24 | 24
653 | LAS MAJADAS WIND U3 |  | LMAJADAS_UNIT3 | WILLACY | WIND-C | COASTAL | 2023 | 138.6 | 138.6
654 | LOCKETT WIND FARM |  | LOCKETT_UNIT1 | WILBARGER | WIND-O | WEST | 2019 | 183.7 | 183.7
655 | LOGANS GAP WIND I U1 |  | LGW_UNIT1 | COMANCHE | WIND-O | NORTH | 2015 | 106.26 | 106.3
656 | LOGANS GAP WIND I U2 |  | LGW_UNIT2 | COMANCHE | WIND-O | NORTH | 2015 | 103.85 | 103.8
657 | LONE STAR WIND 1 (MESQUITE) |  | LNCRK_G83 | SHACKELFORD | WIND-O | WEST | 2006 | 194 | 194
658 | LONE STAR WIND 2 (POST OAK) U1 |  | LNCRK2_G871 | SHACKELFORD | WIND-O | WEST | 2007 | 98 | 98
659 | LONE STAR WIND 2 (POST OAK) U2 |  | LNCRK2_G872 | SHACKELFORD | WIND-O | WEST | 2007 | 100 | 100
660 | LONGHORN WIND NORTH U1 |  | LHORN_N_UNIT1 | FLOYD | WIND-P | PANHANDLE | 2015 | 100 | 100
661 | LONGHORN WIND NORTH U2 |  | LHORN_N_UNIT2 | FLOYD | WIND-P | PANHANDLE | 2015 | 100 | 100
662 | LORAINE WINDPARK I |  | LONEWOLF_G1 | MITCHELL | WIND-O | WEST | 2010 | 48 | 48
663 | LORAINE WINDPARK II |  | LONEWOLF_G2 | MITCHELL | WIND-O | WEST | 2010 | 51 | 51
664 | LORAINE WINDPARK III |  | LONEWOLF_G3 | MITCHELL | WIND-O | WEST | 2011 | 25.5 | 25.5
665 | LORAINE WINDPARK IV |  | LONEWOLF_G4 | MITCHELL | WIND-O | WEST | 2011 | 24 | 24
666 | LOS VIENTOS III WIND |  | LV3_UNIT_1 | STARR | WIND-O | SOUTH | 2015 | 200 | 200
667 | LOS VIENTOS IV WIND |  | LV4_UNIT_1 | STARR | WIND-O | SOUTH | 2016 | 200 | 200
668 | LOS VIENTOS V WIND |  | LV5_UNIT_1 | STARR | WIND-O | SOUTH | 2016 | 110 | 110
669 | LOS VIENTOS WIND I |  | LV1_LV1A | WILLACY | WIND-C | COASTAL | 2013 | 200.1 | 200.1
670 | LOS VIENTOS WIND II |  | LV2_LV2 | WILLACY | WIND-C | COASTAL | 2013 | 201.6 | 201.6
671 | MAGIC VALLEY WIND (REDFISH) 1A |  | REDFISH_MV1A | WILLACY | WIND-C | COASTAL | 2012 | 99.83 | 99.8
672 | MAGIC VALLEY WIND (REDFISH) 1B |  | REDFISH_MV1B | WILLACY | WIND-C | COASTAL | 2012 | 103.46 | 103.5
673 | MARIAH DEL NORTE 1 |  | MARIAH_NORTE1 | PARMER | WIND-P | PANHANDLE | 2017 | 115.2 | 115.2
674 | MARIAH DEL NORTE 2 |  | MARIAH_NORTE2 | PARMER | WIND-P | PANHANDLE | 2017 | 115.2 | 115.2
675 | MAVERICK CREEK WIND WEST U1 |  | MAVCRK_W_UNIT1 | CONCHO | WIND-O | WEST | 2022 | 201.6 | 201.6
676 | MAVERICK CREEK WIND WEST U2 |  | MAVCRK_W_UNIT2 | CONCHO | WIND-O | WEST | 2022 | 11.1 | 11.1
677 | MAVERICK CREEK WIND WEST U3 |  | MAVCRK_W_UNIT3 | CONCHO | WIND-O | WEST | 2022 | 33.6 | 33.6
678 | MAVERICK CREEK WIND WEST U4 |  | MAVCRK_W_UNIT4 | CONCHO | WIND-O | WEST | 2022 | 22.2 | 22.2
679 | MAVERICK CREEK WIND EAST U1 |  | MAVCRK_E_UNIT5 | CONCHO | WIND-O | WEST | 2022 | 71.4 | 71.4
680 | MAVERICK CREEK WIND EAST U2 |  | MAVCRK_E_UNIT6 | CONCHO | WIND-O | WEST | 2022 | 33.3 | 33.3
681 | MAVERICK CREEK WIND EAST U3 |  | MAVCRK_E_UNIT7 | CONCHO | WIND-O | WEST | 2022 | 22 | 22
682 | MAVERICK CREEK WIND EAST U4 |  | MAVCRK_E_UNIT8 | CONCHO | WIND-O | WEST | 2022 | 20 | 20
683 | MAVERICK CREEK WIND EAST U5 |  | MAVCRK_E_UNIT9 | CONCHO | WIND-O | WEST | 2022 | 76.8 | 76.8
684 | MCADOO WIND |  | MWEC_G1 | DICKENS | WIND-P | PANHANDLE | 2008 | 150 | 150
685 | MESQUITE CREEK WIND 1 |  | MESQCRK_WND1 | DAWSON | WIND-O | WEST | 2015 | 105.61 | 105.6
686 | MESQUITE CREEK WIND 2 |  | MESQCRK_WND2 | DAWSON | WIND-O | WEST | 2015 | 105.61 | 105.6
687 | MIAMI WIND G1 |  | MIAM1_G1 | ROBERTS | WIND-P | PANHANDLE | 2014 | 144.3 | 144.3
688 | MIAMI WIND G2 |  | MIAM1_G2 | ROBERTS | WIND-P | PANHANDLE | 2014 | 144.3 | 144.3
689 | MIDWAY WIND |  | MIDWIND_UNIT1 | SAN PATRICIO | WIND-C | COASTAL | 2019 | 162.8 | 162.8
690 | NIELS BOHR WIND A (BEARKAT WIND A) |  | NBOHR_UNIT1 | GLASSCOCK | WIND-O | WEST | 2017 | 196.6 | 196.6
691 | NOTREES WIND 1 |  | NWF_NWF1 | WINKLER | WIND-O | WEST | 2009 | 92.61 | 92.6
692 | NOTREES WIND 2 |  | NWF_NWF2 | WINKLER | WIND-O | WEST | 2009 | 60 | 60
693 | OCOTILLO WIND |  | OWF_OWF | HOWARD | WIND-O | WEST | 2008 | 54.6 | 54.6
694 | OLD SETTLER WIND |  | COTPLNS_OLDSETLR | FLOYD | WIND-P | PANHANDLE | 2017 | 151.2 | 151.2
695 | OVEJA WIND U1 |  | OVEJA_G1 | IRION | WIND-O | WEST | 2021 | 151.2 | 151.2
696 | OVEJA WIND U2 |  | OVEJA_G2 | IRION | WIND-O | WEST | 2021 | 151.2 | 151.2
697 | PALMAS ALTAS WIND |  | PALMWIND_UNIT1 | CAMERON | WIND-C | COASTAL | 2020 | 144.9 | 144.9
698 | PANHANDLE WIND 1 U1 |  | PH1_UNIT1 | CARSON | WIND-P | PANHANDLE | 2014 | 109.15 | 109.2
699 | PANHANDLE WIND 1 U2 |  | PH1_UNIT2 | CARSON | WIND-P | PANHANDLE | 2014 | 109.15 | 109.2
700 | PANHANDLE WIND 2 U1 |  | PH2_UNIT1 | CARSON | WIND-P | PANHANDLE | 2014 | 94.19 | 94.2
701 | PANHANDLE WIND 2 U2 |  | PH2_UNIT2 | CARSON | WIND-P | PANHANDLE | 2014 | 96.6 | 96.6
702 | PANTHER CREEK WIND 1 | 24INR0578 | PC_NORTH_PANTHER1 | HOWARD | WIND-O | WEST | 2008 | 142.5 | 142.5
703 | PANTHER CREEK WIND 2 | 24INR0582 | PC_SOUTH_PANTHER2 | HOWARD | WIND-O | WEST | 2019 | 115.5 | 115.5
704 | PANTHER CREEK WIND 3 A |  | PC_SOUTH_PANTH31 | HOWARD | WIND-O | WEST | 2022 | 106.92 | 106.9
705 | PANTHER CREEK WIND 3 B |  | PC_SOUTH_PANTH32 | HOWARD | WIND-O | WEST | 2022 | 108.54 | 108.5
706 | PAPALOTE CREEK WIND |  | PAP1_PAP1 | SAN PATRICIO | WIND-C | COASTAL | 2009 | 179.9 | 179.9
707 | PAPALOTE CREEK WIND II |  | COTTON_PAP2 | SAN PATRICIO | WIND-C | COASTAL | 2010 | 200.12 | 200.1
708 | PECOS WIND 1 (WOODWARD) |  | WOODWRD1_WOODWRD1 | PECOS | WIND-O | WEST | 2001 | 91.7 | 91.7
709 | PECOS WIND 2 (WOODWARD) |  | WOODWRD2_WOODWRD2 | PECOS | WIND-O | WEST | 2001 | 86 | 85.8
710 | PENASCAL WIND 1 |  | PENA_UNIT1 | KENEDY | WIND-C | COASTAL | 2009 | 160.8 | 160.8
711 | PENASCAL WIND 2 |  | PENA_UNIT2 | KENEDY | WIND-C | COASTAL | 2009 | 141.6 | 141.6
712 | PENASCAL WIND 3 |  | PENA3_UNIT3 | KENEDY | WIND-C | COASTAL | 2011 | 100.8 | 100.8
713 | PEYTON CREEK WIND |  | PEY_UNIT1 | MATAGORDA | WIND-C | COASTAL | 2020 | 151.2 | 151.2
714 | PYRON WIND 1 |  | PYR_PYRON1 | NOLAN | WIND-O | WEST | 2008 | 131.2 | 131.2
715 | PYRON WIND 2 |  | PYR_PYRON2 | NOLAN | WIND-O | WEST | 2008 | 137.7 | 137.7
716 | RANCHERO WIND U1 |  | RANCHERO_UNIT1 | CROCKETT | WIND-O | WEST | 2020 | 150 | 150
717 | RANCHERO WIND U2 |  | RANCHERO_UNIT2 | CROCKETT | WIND-O | WEST | 2020 | 150 | 150
718 | RATTLESNAKE I WIND ENERGY CENTER G1 |  | RSNAKE_G1 | GLASSCOCK | WIND-O | WEST | 2015 | 109.15 | 104.6
719 | RATTLESNAKE I WIND ENERGY CENTER G2 |  | RSNAKE_G2 | GLASSCOCK | WIND-O | WEST | 2015 | 109.15 | 102.7
720 | RED CANYON WIND |  | RDCANYON_RDCNY1 | BORDEN | WIND-O | WEST | 2006 | 89.6 | 89.6
721 | RELOJ DEL SOL WIND U1 |  | RELOJ_UNIT1 | ZAPATA | WIND-O | SOUTH | 2022 | 55.4 | 55.4
722 | RELOJ DEL SOL WIND U2 |  | RELOJ_UNIT2 | ZAPATA | WIND-O | SOUTH | 2022 | 48 | 48
723 | RELOJ DEL SOL WIND U3 |  | RELOJ_UNIT3 | ZAPATA | WIND-O | SOUTH | 2022 | 83.1 | 83.1
724 | RELOJ DEL SOL WIND U4 |  | RELOJ_UNIT4 | ZAPATA | WIND-O | SOUTH | 2022 | 22.8 | 22.8
725 | ROCK SPRINGS VAL VERDE WIND (FERMI) 1 |  | FERMI_WIND1 | VAL VERDE | WIND-O | WEST | 2017 | 121.9 | 121.9
726 | ROCK SPRINGS VAL VERDE WIND (FERMI) 2 |  | FERMI_WIND2 | VAL VERDE | WIND-O | WEST | 2017 | 27.44 | 27.4
727 | ROSCOE WIND |  | TKWSW1_ROSCOE | NOLAN | WIND-O | WEST | 2008 | 114 | 114
728 | ROSCOE WIND 2A |  | TKWSW1_ROSCOE2A | NOLAN | WIND-O | WEST | 2008 | 95 | 95
729 | ROUTE 66 WIND |  | ROUTE_66_WIND1 | CARSON | WIND-P | PANHANDLE | 2015 | 150 | 150
730 | RTS 2 WIND (HEART OF TEXAS WIND) U1 |  | RTS2_U1 | MCCULLOCH | WIND-O | SOUTH | 2021 | 89.9 | 89.9
731 | RTS 2 WIND (HEART OF TEXAS WIND) U2 |  | RTS2_U2 | MCCULLOCH | WIND-O | SOUTH | 2021 | 89.9 | 89.9
732 | RTS WIND |  | RTS_U1 | MCCULLOCH | WIND-O | SOUTH | 2018 | 160 | 160
733 | SAGE DRAW WIND U1 |  | SAGEDRAW_UNIT1 | LYNN | WIND-O | WEST | 2022 | 169.2 | 169.2
734 | SAGE DRAW WIND U2 |  | SAGEDRAW_UNIT2 | LYNN | WIND-O | WEST | 2022 | 169.2 | 169.2
735 | SALT FORK 1 WIND U1 |  | SALTFORK_UNIT1 | DONLEY | WIND-P | PANHANDLE | 2017 | 64 | 64
736 | SALT FORK 1 WIND U2 |  | SALTFORK_UNIT2 | DONLEY | WIND-P | PANHANDLE | 2017 | 110 | 110
737 | SAN ROMAN WIND |  | SANROMAN_WIND_1 | CAMERON | WIND-C | COASTAL | 2016 | 95.25 | 95.2
738 | SAND BLUFF WIND U1 |  | MCDLD_SB1_2 | GLASSCOCK | WIND-O | WEST | 2022 | 71.4 | 71.4
739 | SAND BLUFF WIND U2 |  | MCDLD_SB3_282 | GLASSCOCK | WIND-O | WEST | 2022 | 14.1 | 14.1
740 | SAND BLUFF WIND U3 |  | MCDLD_SB4_G87 | GLASSCOCK | WIND-O | WEST | 2022 | 4 | 4
741 | SENATE WIND |  | SENATEWD_UNIT1 | JACK | WIND-O | NORTH | 2012 | 150 | 150
742 | SENDERO WIND ENERGY |  | EXGNSND_WIND_1 | JIM HOGG | WIND-O | SOUTH | 2015 | 78 | 78
743 | SEYMOUR HILLS WIND (S_HILLS WIND) |  | S_HILLS_UNIT1 | BAYLOR | WIND-O | WEST | 2019 | 30.24 | 30.2
744 | SHAFFER (PATRIOT WIND/PETRONILLA) |  | SHAFFER_UNIT1 | NUECES | WIND-C | COASTAL | 2021 | 226.05 | 226.1
745 | SHANNON WIND | 25INR0583 | SHANNONW_UNIT_1 | CLAY | WIND-O | WEST | 2015 | 204.1 | 204.1
746 | SHERBINO 2 WIND |  | KEO_SHRBINO2 | PECOS | WIND-O | WEST | 2011 | 132 | 132
747 | SILVER STAR WIND |  | FLTCK_SSI | ERATH | WIND-O | NORTH | 2008 | 52.8 | 52.8
748 | SOUTH PLAINS WIND 1 U1 |  | SPLAIN1_WIND1 | FLOYD | WIND-P | PANHANDLE | 2015 | 102 | 102
749 | SOUTH PLAINS WIND 1 U2 |  | SPLAIN1_WIND2 | FLOYD | WIND-P | PANHANDLE | 2015 | 98 | 98
750 | SOUTH PLAINS WIND 2 U1 |  | SPLAIN2_WIND21 | FLOYD | WIND-P | PANHANDLE | 2016 | 148.5 | 148.5
751 | SOUTH PLAINS WIND 2 U2 |  | SPLAIN2_WIND22 | FLOYD | WIND-P | PANHANDLE | 2016 | 151.8 | 151.8
752 | SOUTH TRENT WIND |  | STWF_T1 | NOLAN | WIND-O | WEST | 2008 | 101.2 | 98.2
753 | SPINNING SPUR WIND TWO A |  | SSPURTWO_WIND_1 | OLDHAM | WIND-P | PANHANDLE | 2014 | 161 | 161
754 | SPINNING SPUR WIND TWO B |  | SSPURTWO_SS3WIND2 | OLDHAM | WIND-P | PANHANDLE | 2015 | 98 | 98
755 | SPINNING SPUR WIND TWO C |  | SSPURTWO_SS3WIND1 | OLDHAM | WIND-P | PANHANDLE | 2015 | 96 | 96
756 | STANTON WIND ENERGY |  | SWEC_G1 | MARTIN | WIND-O | WEST | 2008 | 123.6 | 120
757 | STELLA WIND |  | STELLA_UNIT1 | KENEDY | WIND-C | COASTAL | 2018 | 201 | 201
758 | STEPHENS RANCH WIND 1 | 25INR0439 | SRWE1_UNIT1 | BORDEN | WIND-O | WEST | 2014 | 213.82 | 211.2
759 | STEPHENS RANCH WIND 2 | 25INR0439 | SRWE1_SRWE2 | BORDEN | WIND-O | WEST | 2015 | 166.52 | 164.7
760 | SWEETWATER WIND 1 | 18INR0073 | SWEETWND_WND1 | NOLAN | WIND-O | WEST | 2003 | 42.5 | 42.5
761 | SWEETWATER WIND 2A |  | SWEETWN2_WND24 | NOLAN | WIND-O | WEST | 2006 | 16.8 | 16.8
762 | SWEETWATER WIND 2B |  | SWEETWN2_WND2 | NOLAN | WIND-O | WEST | 2004 | 110.8 | 110.8
763 | SWEETWATER WIND 3A |  | SWEETWN3_WND3A | NOLAN | WIND-O | WEST | 2011 | 33.6 | 33.6
764 | SWEETWATER WIND 3B |  | SWEETWN3_WND3B | NOLAN | WIND-O | WEST | 2011 | 118.6 | 118.6
765 | SWEETWATER WIND 4-4A |  | SWEETWN4_WND4A | NOLAN | WIND-O | WEST | 2007 | 125 | 125
766 | SWEETWATER WIND 4-4B |  | SWEETWN4_WND4B | NOLAN | WIND-O | WEST | 2007 | 112 | 112
767 | SWEETWATER WIND 4-5 |  | SWEETWN5_WND5 | NOLAN | WIND-O | WEST | 2007 | 85 | 85
768 | TAHOKA WIND 1 |  | TAHOKA_UNIT_1 | LYNN | WIND-O | WEST | 2019 | 150 | 150
769 | TAHOKA WIND 2 |  | TAHOKA_UNIT_2 | LYNN | WIND-O | WEST | 2019 | 150 | 150
770 | TEXAS BIG SPRING WIND A |  | SGMTN_SIGNALMT | HOWARD | WIND-O | WEST | 1999 | 27.72 | 27.7
771 | TG EAST WIND U1 |  | TRUSGILL_UNIT1 | KNOX | WIND-O | WEST | 2022 | 42 | 42
772 | TG EAST WIND U2 |  | TRUSGILL_UNIT2 | KNOX | WIND-O | WEST | 2022 | 44.8 | 44.8
773 | TG EAST WIND U3 |  | TRUSGILL_UNIT3 | KNOX | WIND-O | WEST | 2022 | 42 | 42
774 | TG EAST WIND U4 |  | TRUSGILL_UNIT4 | KNOX | WIND-O | WEST | 2022 | 207.2 | 207.2
775 | TORRECILLAS WIND 1 |  | TORR_UNIT1_25 | WEBB | WIND-O | SOUTH | 2019 | 150 | 150
776 | TORRECILLAS WIND 2 |  | TORR_UNIT2_23 | WEBB | WIND-O | SOUTH | 2019 | 23 | 23
777 | TORRECILLAS WIND 3 |  | TORR_UNIT2_25 | WEBB | WIND-O | SOUTH | 2019 | 127.5 | 127.5
778 | TRENT WIND 1 A |  | TRENT_TRENT | NOLAN | WIND-O | WEST | 2001 | 38.25 | 38.3
779 | TRENT WIND 1 B |  | TRENT_UNIT_1B | NOLAN | WIND-O | WEST | 2018 | 15.59 | 15.6
780 | TRENT WIND 2 |  | TRENT_UNIT_2 | NOLAN | WIND-O | WEST | 2018 | 50.49 | 50.5
781 | TRENT WIND 3 A |  | TRENT_UNIT_3A | NOLAN | WIND-O | WEST | 2018 | 38.25 | 38.3
782 | TRENT WIND 3 B |  | TRENT_UNIT_3B | NOLAN | WIND-O | WEST | 2018 | 13.79 | 13.8
783 | TRINITY HILLS WIND 1 |  | TRINITY_TH1_BUS1 | ARCHER | WIND-O | WEST | 2012 | 103.4 | 103.4
784 | TRINITY HILLS WIND 2 |  | TRINITY_TH1_BUS2 | ARCHER | WIND-O | WEST | 2012 | 94.6 | 94.6
785 | TSTC WEST TEXAS WIND |  | DG_ROSC2_1UNIT | NOLAN | WIND-O | WEST | 2008 | 2 | 2
786 | TURKEY TRACK WIND |  | TTWEC_G1 | NOLAN | WIND-O | WEST | 2008 | 174.6 | 169.5
787 | TYLER BLUFF WIND |  | TYLRWIND_UNIT1 | COOKE | WIND-O | NORTH | 2016 | 125.6 | 125.6
788 | VENADO WIND U1 |  | VENADO_UNIT1 | ZAPATA | WIND-O | SOUTH | 2021 | 105 | 105
789 | VENADO WIND U2 |  | VENADO_UNIT2 | ZAPATA | WIND-O | SOUTH | 2021 | 96.6 | 96.6
790 | VERA WIND 1 |  | VERAWIND_UNIT1 | KNOX | WIND-O | WEST | 2021 | 12 | 12
791 | VERA WIND 2 |  | VERAWIND_UNIT2 | KNOX | WIND-O | WEST | 2021 | 7.2 | 7.2
792 | VERA WIND 3 |  | VERAWIND_UNIT3 | KNOX | WIND-O | WEST | 2021 | 100.8 | 100.8
793 | VERA WIND 4 |  | VERAWIND_UNIT4 | KNOX | WIND-O | WEST | 2021 | 22 | 22
794 | VERA WIND 5 |  | VERAWIND_UNIT5 | KNOX | WIND-O | WEST | 2021 | 100.8 | 100.8
795 | VERTIGO WIND (FORMERLY GREEN PASTURES WIND 2) |  | VERTIGO_WIND_I | BAYLOR | WIND-O | WEST | 2015 | 150 | 150
796 | VORTEX WIND U1 |  | VORTEX_WIND1 | THROCKMORTON | WIND-O | WEST | 2024 | 153.6 | 153.6
797 | VORTEX WIND U2 |  | VORTEX_WIND2 | THROCKMORTON | WIND-O | WEST | 2024 | 24.2 | 24.2
798 | VORTEX WIND U3 |  | VORTEX_WIND3 | THROCKMORTON | WIND-O | WEST | 2024 | 158.4 | 158.4
799 | VORTEX WIND U4 |  | VORTEX_WIND4 | THROCKMORTON | WIND-O | WEST | 2022 | 14 | 14
800 | WAKE WIND 1 |  | WAKEWE_G1 | DICKENS | WIND-P | PANHANDLE | 2016 | 114.91 | 114.9
801 | WAKE WIND 2 |  | WAKEWE_G2 | DICKENS | WIND-P | PANHANDLE | 2016 | 142.35 | 142.3
802 | WEST RAYMOND (EL TRUENO) WIND U1 |  | TRUENO_UNIT1 | WILLACY | WIND-C | COASTAL | 2021 | 116.6 | 116.6
803 | WEST RAYMOND (EL TRUENO) WIND U2 |  | TRUENO_UNIT2 | WILLACY | WIND-C | COASTAL | 2021 | 123.2 | 123.2
804 | WESTERN TRAIL WIND (AJAX WIND) U1 |  | AJAXWIND_UNIT1 | WILBARGER | WIND-O | WEST | 2022 | 225.6 | 225.6
805 | WESTERN TRAIL WIND (AJAX WIND) U2 |  | AJAXWIND_UNIT2 | WILBARGER | WIND-O | WEST | 2022 | 141 | 141
806 | WHIRLWIND ENERGY |  | WEC_WECG1 | FLOYD | WIND-P | PANHANDLE | 2007 | 59.8 | 57
807 | WHITETAIL WIND |  | EXGNWTL_WIND_1 | WEBB | WIND-O | SOUTH | 2012 | 92.34 | 92.3
808 | WHITE MESA WIND U1 |  | WHMESA_UNIT1 | CROCKETT | WIND-O | WEST | 2022 | 152.3 | 152.3
809 | WHITE MESA 2 WIND U1 |  | WHMESA_UNIT2_23 | CROCKETT | WIND-O | WEST | 2022 | 13.92 | 13.9
810 | WHITE MESA 2 WIND U2 |  | WHMESA_UNIT2_28 | CROCKETT | WIND-O | WEST | 2022 | 183.3 | 183.3
811 | WHITE MESA 2 WIND U3 |  | WHMESA_UNIT3_23 | CROCKETT | WIND-O | WEST | 2022 | 18.56 | 18.6
812 | WHITE MESA 2 WIND U4 |  | WHMESA_UNIT3_28 | CROCKETT | WIND-O | WEST | 2022 | 132.54 | 132.5
813 | WILLOW SPRINGS WIND A |  | SALVTION_UNIT1 | HASKELL | WIND-O | WEST | 2017 | 125 | 125
814 | WILLOW SPRINGS WIND B |  | SALVTION_UNIT2 | HASKELL | WIND-O | WEST | 2017 | 125 | 125
815 | WILSON RANCH (INFINITY LIVE OAK WIND) |  | WL_RANCH_UNIT1 | SCHLEICHER | WIND-O | WEST | 2020 | 199.5 | 199.5
816 | WINDTHORST 2 WIND |  | WNDTHST2_UNIT1 | ARCHER | WIND-O | WEST | 2014 | 67.62 | 67.6
817 | WKN MOZART WIND |  | MOZART_WIND_1 | KENT | WIND-O | WEST | 2012 | 30 | 30
818 | WOLF RIDGE WIND |  | WHTTAIL_WR1 | COOKE | WIND-O | NORTH | 2008 | 121.5 | 121.5
819 | Operational Capacity Total (Wind) | [6 empty] | 34373.1 | 34265.2
820
821 | Operational Resources (Wind) - Synchronized but not Approved for Commercial Operations
822 | ANCHOR WIND U1 | 21INR0546 | ANCHOR_WIND1 | CALLAHAN | WIND-O | WEST | 2024 | 16 | 16
823 | BAIRD NORTH WIND U1 | 20INR0083 | BAIRDWND_UNIT1 | CALLAHAN | WIND-O | WEST | 2025 | 195 | 195
824 | BAIRD NORTH WIND U2 | 20INR0083 | BAIRDWND_UNIT2 | CALLAHAN | WIND-O | WEST | 2025 | 145 | 145
825 | BOARD CREEK WP U1 | 21INR0324 | BOARDCRK_UNIT1 | NAVARRO | WIND-O | NORTH | 2024 | 108.8 | 108.8
826 | BOARD CREEK WP U2 | 21INR0324 | BOARDCRK_UNIT2 | NAVARRO | WIND-O | NORTH | 2024 | 190.4 | 190.4
827 | CANYON WIND U1 | 18INR0030 | CANYONWD_UNIT1 | SCURRY | WIND-O | WEST | 2024 | 146.64 | 144
828 | CANYON WIND U2 | 18INR0030 | CANYONWD_UNIT2 | SCURRY | WIND-O | WEST | 2024 | 2.52 | 2.5
829 | CANYON WIND U3 | 18INR0030 | CANYONWD_UNIT3 | SCURRY | WIND-O | WEST | 2024 | 59.22 | 58.2
830 | CANYON WIND U4 | 18INR0030 | CANYONWD_UNIT4 | SCURRY | WIND-O | WEST | 2024 | 20.16 | 19.8
831 | CANYON WIND U5 | 18INR0030 | CANYONWD_UNIT5 | SCURRY | WIND-O | WEST | 2024 | 67.68 | 66.5
832 | CANYON WIND U6 | 18INR0030 | CANYONWD_UNIT6 | SCURRY | WIND-O | WEST | 2024 | 12.6 | 12.4
833 | COYOTE WIND U1 | 17INR0027b | COYOTE_W_UNIT1 | SCURRY | WIND-O | WEST | 2024 | 90 | 90
834 | COYOTE WIND U2 | 17INR0027b | COYOTE_W_UNIT2 | SCURRY | WIND-O | WEST | 2024 | 26.6 | 26.6
835 | COYOTE WIND U3 | 17INR0027b | COYOTE_W_UNIT3 | SCURRY | WIND-O | WEST | 2024 | 126 | 126
836 | CRAWFISH U1 | 19INR0177 | CRAWFISH_UNIT1 | WHARTON | WIND-O | SOUTH | 2024 | 163.2 | 159
837 | EL SUAZ RANCH U1 | 20INR0097 | ELSAUZ_UNIT1 | WILLACY | WIND-C | COASTAL | 2024 | 153 | 153
838 | EL SUAZ RANCH U2 | 20INR0097 | ELSAUZ_UNIT2 | WILLACY | WIND-C | COASTAL | 2024 | 148.5 | 148.5
839 | FOXTROT WIND U1 | 20INR0129 | FOXTROT_UNIT1 | BEE | WIND-O | SOUTH | 2024 | 130.2 | 130.2
840 | FOXTROT WIND U2 | 20INR0129 | FOXTROT_UNIT2 | BEE | WIND-O | SOUTH | 2024 | 84 | 84
841 | FOXTROT WIND U3 | 20INR0129 | FOXTROT_UNIT3 | BEE | WIND-O | SOUTH | 2024 | 54 | 54
842 | HARALD (BEARKAT WIND B) | 15INR0064b | HARALD_UNIT1 | GLASSCOCK | WIND-O | WEST | 2024 | 162.1 | 162.1
843 | MARYNEAL WINDPOWER | 18INR0031 | MARYNEAL_UNIT1 | NOLAN | WIND-O | WEST | 2024 | 182.4 | 182.4
844 | MESTENO WIND | 16INR0081 | MESTENO_UNIT_1 | STARR | WIND-O | SOUTH | 2024 | 201.6 | 201.6
845 | MONTGOMERY RANCH WIND | 20INR0040 | MONT_WND_UNIT1 | FOARD | WIND-O | WEST | 2024 | 106.13 | 105.9
846 | MONTGOMERY RANCH WIND U2 | 20INR0040 | MONT_WND_UNIT2 | FOARD | WIND-O | WEST | 2024 | 92.87 | 92.7
847 | PIONEER DJ WIND U1 | 23INR0387 | PIONR_DJ_UNIT1 | MIDLAND | WIND-O | WEST | 2024 | 124.08 | 124.1
848 | PIONEER DJ WIND U2 | 23INR0387 | PIONR_DJ_UNIT2 | MIDLAND | WIND-O | WEST | 2024 | 16.24 | 16.2
849 | PRAIRIE HILL WIND U1 | 19INR0100 | PHILLWND_UNIT1 | LIMESTONE | WIND-O | NORTH | 2024 | 153 | 153
850 | PRAIRIE HILL WIND U2 | 19INR0100 | PHILLWND_UNIT2 | LIMESTONE | WIND-O | NORTH | 2024 | 147 | 147
851 | PRIDDY WIND U1 | 16INR0085 | PRIDDY_UNIT1 | MILLS | WIND-O | NORTH | 2024 | 187.2 | 187.2
852 | PRIDDY WIND U2 | 16INR0085 | PRIDDY_UNIT2 | MILLS | WIND-O | NORTH | 2024 | 115.2 | 115.2
853 | ROADRUNNER CROSSING WIND II | 21INR0515 | RRC_WIND_UNIT1 | EASTLAND | WIND-O | NORTH | 2024 | 98.7 | 98.7
854 | ROADRUNNER CROSSING WIND U2 | 21INR0515 | RRC_WIND_UNIT2 | EASTLAND | WIND-O | NORTH | 2024 | 27.72 | 27.7
855 | ROADRUNNER CROSSING WIND 1 | 19INR0117 | RRC_WIND_UNIT3 | EASTLAND | WIND-O | NORTH | 2024 | 126.9 | 126.9
856 | SHAMROCK WIND U1 | 22INR0502 | SHAMROCK_UNIT1 | CROCKETT | WIND-O | WEST | 2024 | 203.1 | 203
857 | SHAMROCK WIND U2 | 22INR0502 | SHAMROCK_UNIT2 | CROCKETT | WIND-O | WEST | 2024 | 20.9 | 20.9
858 | SHEEP CREEK WIND | 21INR0325 | SHEEPCRK_UNIT1 | EASTLAND | WIND-O | NORTH | 2024 | 150 | 150
859 | WHITEHORSE WIND U1 | 19INR0080 | WH_WIND_UNIT1 | FISHER | WIND-O | WEST | 2024 | 209.4 | 209.4
860 | WHITEHORSE WIND U2 | 19INR0080 | WH_WIND_UNIT2 | FISHER | WIND-O | WEST | 2024 | 209.5 | 209.5
861 | WILDWIND U1 | 20INR0033 | WILDWIND_UNIT1 | COOKE | WIND-O | NORTH | 2024 | 18.38 | 18.4
862 | WILDWIND U2 | 20INR0033 | WILDWIND_UNIT2 | COOKE | WIND-O | NORTH | 2024 | 48 | 48
863 | WILDWIND U3 | 20INR0033 | WILDWIND_UNIT3 | COOKE | WIND-O | NORTH | 2024 | 6.3 | 6.3
864 | WILDWIND U4 | 20INR0033 | WILDWIND_UNIT4 | COOKE | WIND-O | NORTH | 2024 | 54.6 | 54.6
865 | WILDWIND U5 | 20INR0033 | WILDWIND_UNIT5 | COOKE | WIND-O | NORTH | 2024 | 52.8 | 52.8
866 | YOUNG WIND U1 | 21INR0401 | YNG_WND_UNIT1 | YOUNG | WIND-O | WEST | 2024 | 197.4 | 197.4
867 | YOUNG WIND U2 | 21INR0401 | YNG_WND_UNIT2 | YOUNG | WIND-O | WEST | 2024 | 152.28 | 152.3
868 | YOUNG WIND U3 | 21INR0401 | YNG_WND_UNIT3 | YOUNG | WIND-O | WEST | 2024 | 149.46 | 149.5
869 | Operational Capacity - Synchronized but not Approved for Commercial Operations Total (Wind) | [6 empty] | 5152.78 | 5142.7
870
871 | Operational Resources (Solar)
872 | ACACIA SOLAR |  | ACACIA_UNIT_1 | PRESIDIO | SOLAR | WEST | 2012 | 10 | 10
873 | AIRPORT ROAD LONEWOLFE PHASE ONE |  | AIRPRTRD_LONEWOLFE | MITCHELL | SOLAR | WEST | 2023 | 1 | 1
874 | ALEXIS SOLAR |  | DG_ALEXIS_ALEXIS | BROOKS | SOLAR | SOUTH | 2019 | 10 | 10
875 | ANDROMEDA SOLAR U1 |  | ANDMDSLR_UNIT1 | SCURRY | SOLAR | WEST | 2024 | 158.8 | 158
876 | ANDROMEDA SOLAR U2 |  | ANDMDSLR_UNIT2 | SCURRY | SOLAR | WEST | 2024 | 162.4 | 162
877 | ANSON SOLAR U1 |  | ANSON1_UNIT1 | JONES | SOLAR | WEST | 2022 | 100.8 | 100
878 | ANSON SOLAR U2 |  | ANSON1_UNIT2 | JONES | SOLAR | WEST | 2022 | 100.8 | 100
879 | ARAGORN SOLAR |  | ARAGORN_UNIT1 | CULBERSON | SOLAR | WEST | 2021 | 188.2 | 185
880 | AZURE SKY SOLAR U1 |  | AZURE_SOLAR1 | HASKELL | SOLAR | WEST | 2021 | 74.9 | 74.9
881 | AZURE SKY SOLAR U2 |  | AZURE_SOLAR2 | HASKELL | SOLAR | WEST | 2021 | 153.5 | 153.5
882 | BECK 1 |  | DG_CECSOLAR_DG_BECK1 | BEXAR | SOLAR | SOUTH | 2016 | 1 | 1
883 | BHE SOLAR PEARL PROJECT (SIRIUS 2) |  | SIRIUS_UNIT2 | PECOS | SOLAR | WEST | 2017 | 50 | 49.1
884 | BLUE WING 1 SOLAR |  | DG_BROOK_1UNIT | BEXAR | SOLAR | SOUTH | 2010 | 7.6 | 7.6
885 | BLUE WING 2 SOLAR |  | DG_ELMEN_1UNIT | BEXAR | SOLAR | SOUTH | 2010 | 7.3 | 7.3
886 | BLUEBELL SOLAR (CAPRICORN RIDGE SOLAR) |  | CAPRIDG4_BB_PV | STERLING | SOLAR | WEST | 2019 | 30 | 30
887 | BLUEBELL SOLAR II 1 (CAPRICORN RIDGE 4) |  | CAPRIDG4_BB2_PV1 | STERLING | SOLAR | WEST | 2021 | 100 | 100
888 | BLUEBELL SOLAR II 2 (CAPRICORN RIDGE 4) |  | CAPRIDG4_BB2_PV2 | STERLING | SOLAR | WEST | 2021 | 15 | 15
889 | BNB LAMESA SOLAR (PHASE I) |  | LMESASLR_UNIT1 | DAWSON | SOLAR | WEST | 2018 | 101.6 | 101.6
890 | BNB LAMESA SOLAR (PHASE II) |  | LMESASLR_IVORY | DAWSON | SOLAR | WEST | 2018 | 50 | 50
891 | BOVINE SOLAR LLC |  | DG_BOVINE_BOVINE | AUSTIN | SOLAR | SOUTH | 2018 | 5 | 5
892 | BOVINE SOLAR LLC |  | DG_BOVINE2_BOVINE2 | AUSTIN | SOLAR | SOUTH | 2018 | 5 | 5
893 | BPL FILES SOLAR |  | FILESSLR_PV1 | HILL | SOLAR | NORTH | 2023 | 146.09 | 145
894 | BRIGHTSIDE SOLAR |  | BRIGHTSD_UNIT1 | BEE | SOLAR | SOUTH | 2023 | 53.4 | 50
895 | BRONSON SOLAR I |  | DG_BRNSN_BRNSN | FORT BEND | SOLAR | HOUSTON | 2018 | 5 | 5
896 | BRONSON SOLAR II |  | DG_BRNSN2_BRNSN2 | FORT BEND | SOLAR | HOUSTON | 2018 | 5 | 5
897 | CASCADE SOLAR I |  | DG_CASCADE_CASCADE | WHARTON | SOLAR | SOUTH | 2018 | 5 | 5
898 | CASCADE SOLAR II |  | DG_CASCADE2_CASCADE2 | WHARTON | SOLAR | SOUTH | 2018 | 5 | 5
899 | CASTLE GAP SOLAR |  | CASL_GAP_UNIT1 | UPTON | SOLAR | WEST | 2018 | 180 | 180
900 | CATAN SOLAR |  | DG_CS10_CATAN | KARNES | SOLAR | SOUTH | 2020 | 10 | 10
901 | CHISUM SOLAR |  | DG_CHISUM_CHISUM | LAMAR | SOLAR | NORTH | 2018 | 10 | 10
902 | COMMERCE_SOLAR |  | DG_ X443PV1_SWRI_PV1 | BEXAR | SOLAR | SOUTH | 2019 | 5 | 5
903 | CONIGLIO SOLAR |  | CONIGLIO_UNIT1 | FANNIN | SOLAR | NORTH | 2021 | 125.7 | 125.7
904 | CORAZON SOLAR PHASE I |  | CORAZON_UNIT1 | WEBB | SOLAR | SOUTH | 2021 | 202.6 | 202.6
905 | CROWN SOLAR |  | CRWN_SLR_UNIT1 | FALLS | SOLAR | NORTH | 2024 | 101.3 | 100.1
906 | DANCIGER SOLAR U1 |  | DAG_UNIT1 | BRAZORIA | SOLAR | COASTAL | 2023 | 101.4 | 100
907 | DANCIGER SOLAR U2 |  | DAG_UNIT2 | BRAZORIA | SOLAR | COASTAL | 2023 | 101.4 | 100
908 | DILEO SOLAR |  | DILEOSLR_UNIT1 | BOSQUE | SOLAR | NORTH | 2023 | 71.4 | 71.4
909 | EAST BLACKLAND SOLAR (PFLUGERVILLE SOLAR) |  | E_BLACK_UNIT_1 | TRAVIS | SOLAR | SOUTH | 2021 | 144 | 144
910 | EDDY SOLAR II |  | DG_EDDYII_EDDYII | MCLENNAN | SOLAR | NORTH | 2018 | 10 | 10
911 | EIFFEL SOLAR |  | EIFSLR_UNIT1 | LAMAR | SOLAR | NORTH | 2023 | 241 | 240
912 | ELARA SOLAR |  | ELARA_SL_UNIT1 | FRIO | SOLAR | SOUTH | 2022 | 132.4 | 132.4
913 | ELLIS SOLAR |  | ELLISSLR_UNIT1 | ELLIS | SOLAR | NORTH | 2023 | 81.3 | 80
914 | EMERALD GROVE SOLAR (PECOS SOLAR POWER I) |  | EGROVESL_UNIT1 | CRANE | SOLAR | WEST | 2023 | 109.5 | 108
915 | EUNICE SOLAR U1 |  | EUNICE_PV1 | ANDREWS | SOLAR | WEST | 2021 | 189.6 | 189.6
916 | EUNICE SOLAR U2 |  | EUNICE_PV2 | ANDREWS | SOLAR | WEST | 2021 | 237.1 | 237.1
917 | FIFTH GENERATION SOLAR 1 |  | DG_FIFTHGS1_FGSOLAR1 | TRAVIS | SOLAR | SOUTH | 2016 | 6.8 | 6.8
918 | FOWLER RANCH |  | FWLR_SLR_UNIT1 | CRANE | SOLAR | WEST | 2020 | 152.5 | 150
919 | FS BARILLA SOLAR-PECOS |  | HOVEY_UNIT1 | PECOS | SOLAR | WEST | 2015 | 22 | 22
920 | FS EAST PECOS SOLAR |  | BOOTLEG_UNIT1 | PECOS | SOLAR | WEST | 2017 | 126 | 121.1
921 | GALLOWAY 1 SOLAR |  | GALLOWAY_SOLAR1 | CONCHO | SOLAR | WEST | 2021 | 250 | 250
922 | GALLOWAY 2 SOLAR |  | GALLOWAY_SOLAR2 | CONCHO | SOLAR | WEST | 2024 | 111.1 | 110
923 | GOLINDA SOLAR |  | GOLINDA_UNIT1 | FALLS | SOLAR | NORTH | 2024 | 101.1 | 100.1
924 | GREASEWOOD SOLAR 1 |  | GREASWOD_UNIT1 | PECOS | SOLAR | WEST | 2021 | 126.3 | 124.6
925 | GREASEWOOD SOLAR 2 |  | GREASWOD_UNIT2 | PECOS | SOLAR | WEST | 2021 | 132.2 | 130.4
926 | GRIFFIN SOLAR |  | DG_GRIFFIN_GRIFFIN | MCLENNAN | SOLAR | NORTH | 2019 | 5 | 5
927 | GRIZZLY RIDGE SOLAR |  | GRIZZLY_SOLAR1 | HAMILTON | SOLAR | NORTH | 2023 | 101.7 | 100
928 | HIGHWAY 56 |  | DG_HWY56_HWY56 | GRAYSON | SOLAR | NORTH | 2017 | 5.3 | 5.3
929 | HM SEALY SOLAR 1 |  | DG_SEALY_1UNIT | AUSTIN | SOLAR | SOUTH | 2015 | 1.6 | 1.6
930 | HOLSTEIN SOLAR 1 |  | HOLSTEIN_SOLAR1 | NOLAN | SOLAR | WEST | 2020 | 102.2 | 102.2
931 | HOLSTEIN SOLAR 2 |  | HOLSTEIN_SOLAR2 | NOLAN | SOLAR | WEST | 2020 | 102.3 | 102.3
932 | HOPKINS SOLAR U1 |  | HOPKNSLR_UNIT1 | HOPKINS | SOLAR | NORTH | 2024 | 175.35 | 174.8
933 | HOPKINS SOLAR U2 |  | HOPKNSLR_UNIT2 | HOPKINS | SOLAR | NORTH | 2024 | 76.17 | 75.8
934 | HORIZON SOLAR |  | HRZN_SLR_UNIT1 | FRIO | SOLAR | SOUTH | 2024 | 203.5 | 200
935 | IMPACT SOLAR |  | IMPACT_UNIT1 | LAMAR | SOLAR | NORTH | 2021 | 198.5 | 198.5
936 | JADE SOLAR U1 |  | JADE_SLR_UNIT1 | SCURRY | SOLAR | WEST | 2024 | 158.8 | 158
937 | JADE SOLAR U2 |  | JADE_SLR_UNIT2 | SCURRY | SOLAR | WEST | 2024 | 162.4 | 162
938 | JUNO SOLAR PHASE I |  | JUNO_UNIT1 | BORDEN | SOLAR | WEST | 2021 | 162.1 | 162.1
939 | JUNO SOLAR PHASE II |  | JUNO_UNIT2 | BORDEN | SOLAR | WEST | 2021 | 143.5 | 143.5
940 | KELLAM SOLAR |  | KELAM_SL_UNIT1 | VAN ZANDT | SOLAR | NORTH | 2020 | 59.8 | 59.8
941 | LAMPWICK SOLAR |  | DG_LAMPWICK_LAMPWICK | MENARD | SOLAR | WEST | 2019 | 7.5 | 7.5
942 | LAPETUS SOLAR |  | LAPETUS_UNIT_1 | ANDREWS | SOLAR | WEST | 2020 | 100.7 | 100.7
943 | LEON |  | DG_LEON_LEON | HUNT | SOLAR | NORTH | 2017 | 10 | 10
944 | LILY SOLAR |  | LILY_SOLAR1 | KAUFMAN | SOLAR | NORTH | 2021 | 147.6 | 147.6
945 | LONG DRAW SOLAR U1 |  | LGDRAW_S_UNIT1_1 | BORDEN | SOLAR | WEST | 2021 | 98.5 | 98.5
946 | LONG DRAW SOLAR U2 |  | LGDRAW_S_UNIT1_2 | BORDEN | SOLAR | WEST | 2021 | 128.3 | 128.3
947 | LONGBOW SOLAR |  | LON_SOLAR1 | BRAZORIA | SOLAR | COASTAL | 2024 | 78.2 | 77
948 | MARLIN |  | DG_MARLIN_MARLIN | FALLS | SOLAR | NORTH | 2017 | 5.3 | 5.3
949 | MARS SOLAR (DG) |  | DG_MARS_MARS | WEBB | SOLAR | SOUTH | 2019 | 10 | 10
950 | MCLEAN (SHAKES) SOLAR |  | MCLNSLR_UNIT1 | DIMMIT | SOLAR | SOUTH | 2023 | 207.4 | 200
951 | MISAE SOLAR U1 |  | MISAE_UNIT1 | CHILDRESS | SOLAR | PANHANDLE | 2021 | 121.4 | 121.4
952 | MISAE SOLAR U2 |  | MISAE_UNIT2 | CHILDRESS | SOLAR | PANHANDLE | 2021 | 118.6 | 118.6
953 | MUSTANG CREEK SOLAR U1 |  | MUSTNGCK_SOLAR1 | JACKSON | SOLAR | SOUTH | 2023 | 60.2 | 60
954 | MUSTANG CREEK SOLAR U2 |  | MUSTNGCK_SOLAR2 | JACKSON | SOLAR | SOUTH | 2023 | 90.3 | 90
955 | NEBULA SOLAR (RAYOS DEL SOL) U1 |  | NEBULA_UNIT1 | CAMERON | SOLAR | COASTAL | 2022 | 137.5 | 137.5
956 | NOBLE SOLAR U1 |  | NOBLESLR_SOLAR1 | DENTON | SOLAR | NORTH | 2022 | 148.8 | 146.7
957 | NOBLE SOLAR U2 |  | NOBLESLR_SOLAR2 | DENTON | SOLAR | NORTH | 2022 | 130.2 | 128.3
958 | NORTH GAINESVILLE |  | DG_NGNSVL_NGAINESV | COOKE | SOLAR | NORTH | 2017 | 5.2 | 5.2
959 | OBERON SOLAR |  | OBERON_UNIT_1 | ECTOR | SOLAR | WEST | 2020 | 180 | 180
960 | OCI ALAMO 1 SOLAR |  | OCI_ALM1_UNIT1 | BEXAR | SOLAR | SOUTH | 2013 | 39.18 | 39.2
961 | OCI ALAMO 2 SOLAR-ST. HEDWIG |  | DG_STHWG_UNIT1 | BEXAR | SOLAR | SOUTH | 2014 | 4.4 | 4.4
962 | OCI ALAMO 3-WALZEM SOLAR |  | DG_WALZM_UNIT1 | BEXAR | SOLAR | SOUTH | 2014 | 5.5 | 5.5
963 | OCI ALAMO 4 SOLAR-BRACKETVILLE | 22INR0600 | ECLIPSE_UNIT1 | KINNEY | SOLAR | SOUTH | 2014 | 37.62 | 37.6
964 | OCI ALAMO 5 (DOWNIE RANCH) |  | HELIOS_UNIT1 | UVALDE | SOLAR | SOUTH | 2015 | 100 | 100
965 | OCI ALAMO 6 (SIRIUS/WEST TEXAS) |  | SIRIUS_UNIT1 | PECOS | SOLAR | WEST | 2016 | 110.2 | 110.2
966 | OCI ALAMO 7 (PAINT CREEK) |  | SOLARA_UNIT1 | HASKELL | SOLAR | WEST | 2016 | 112 | 112
967 | PHOEBE SOLAR 1 |  | PHOEBE_UNIT1 | WINKLER | SOLAR | WEST | 2019 | 125.1 | 125.1
968 | PHOEBE SOLAR 2 |  | PHOEBE_UNIT2 | WINKLER | SOLAR | WEST | 2019 | 128.1 | 128.1
969 | PHOENIX SOLAR |  | PHOENIX_UNIT1 | FANNIN | SOLAR | NORTH | 2021 | 83.9 | 83.9
970 | PITTS DUDIK SOLAR U1 |  | PITTSDDK_UNIT1 | HILL | SOLAR | NORTH | 2023 | 49.6 | 49.6
971 | POWERFIN KINGSBERY |  | DG_PFK_PFKPV | TRAVIS | SOLAR | SOUTH | 2017 | 2.6 | 2.6
972 | PROSPERO SOLAR 1 U1 |  | PROSPERO_UNIT1 | ANDREWS | SOLAR | WEST | 2020 | 153.6 | 153.6
973 | PROSPERO SOLAR 1 U2 |  | PROSPERO_UNIT2 | ANDREWS | SOLAR | WEST | 2020 | 150 | 150
974 | PROSPERO SOLAR 2 U1 |  | PRSPERO2_UNIT1 | ANDREWS | SOLAR | WEST | 2021 | 126.5 | 126.5
975 | PROSPERO SOLAR 2 U2 |  | PRSPERO2_UNIT2 | ANDREWS | SOLAR | WEST | 2021 | 126.4 | 126.4
976 | PISGAH RIDGE SOLAR U1 |  | PISGAH_SOLAR1 | NAVARRO | SOLAR | NORTH | 2024 | 189.4 | 186.5
977 | PISGAH RIDGE SOLAR U2 |  | PISGAH_SOLAR2 | NAVARRO | SOLAR | NORTH | 2024 | 64.4 | 63.5
978 | QUEEN SOLAR U1 |  | QUEEN_SL_SOLAR1 | UPTON | SOLAR | WEST | 2020 | 102.5 | 102.5
979 | QUEEN SOLAR U2 |  | QUEEN_SL_SOLAR2 | UPTON | SOLAR | WEST | 2020 | 102.5 | 102.5
980 | QUEEN SOLAR U3 |  | QUEEN_SL_SOLAR3 | UPTON | SOLAR | WEST | 2020 | 97.5 | 97.5
981 | QUEEN SOLAR U4 |  | QUEEN_SL_SOLAR4 | UPTON | SOLAR | WEST | 2020 | 107.5 | 107.5
982 | RADIAN SOLAR U1 |  | RADN_SLR_UNIT1 | BROWN | SOLAR | NORTH | 2023 | 161.41 | 158.9
983 | RADIAN SOLAR U2 |  | RADN_SLR_UNIT2 | BROWN | SOLAR | NORTH | 2023 | 166.02 | 162.9
984 | RAMBLER SOLAR |  | RAMBLER_UNIT1 | TOM GREEN | SOLAR | WEST | 2020 | 211.19 | 200
985 | RATLIFF SOLAR (CONCHO VALLEY SOLAR) |  | RATLIFF_SOLAR1 | TOM GREEN | SOLAR | WEST | 2023 | 162.43 | 159.8
986 | RE ROSEROCK SOLAR 1 |  | REROCK_UNIT1 | PECOS | SOLAR | WEST | 2016 | 78.75 | 78.8
987 | RE ROSEROCK SOLAR 2 |  | REROCK_UNIT2 | PECOS | SOLAR | WEST | 2016 | 78.75 | 78.8
988 | REDBARN SOLAR 1 (RE MAPLEWOOD 2A SOLAR) |  | REDBARN_UNIT_1 | PECOS | SOLAR | WEST | 2021 | 222 | 222
989 | REDBARN SOLAR 2 (RE MAPLEWOOD 2B SOLAR) |  | REDBARN_UNIT_2 | PECOS | SOLAR | WEST | 2021 | 28 | 28
990 | RENEWABLE ENERGY ALTERNATIVES-CCS1 |  | DG_COSERVSS_CSS1 | DENTON | SOLAR | NORTH | 2015 | 2 | 2
991 | RIGGINS (SE BUCKTHORN WESTEX SOLAR) |  | RIGGINS_UNIT1 | PECOS | SOLAR | WEST | 2018 | 155.44 | 150
992 | RIPPEY SOLAR |  | RIPPEY_UNIT1 | COOKE | SOLAR | NORTH | 2020 | 59.8 | 59.8
993 | ROWLAND SOLAR I |  | ROW_UNIT1 | FORT BEND | SOLAR | HOUSTON | 2023 | 101.7 | 100
994 | SOLAIREHOLMAN 1 |  | LASSO_UNIT1 | BREWSTER | SOLAR | WEST | 2018 | 50 | 50
995 | SP-TX-12-PHASE B |  | SPTX12B_UNIT1 | UPTON | SOLAR | WEST | 2017 | 157.5 | 157.5
996 | SPARTA SOLAR U1 |  | SPARTA_UNIT1 | BEE | SOLAR | SOUTH | 2023 | 147.5 | 146
997 | SPARTA SOLAR U2 |  | SPARTA_UNIT2 | BEE | SOLAR | SOUTH | 2023 | 104.9 | 104
998 | STERLING |  | DG_STRLING_STRLING | HUNT | SOLAR | NORTH | 2018 | 10 | 10
999 | STRATEGIC SOLAR 1 |  | STRATEGC_UNIT1 | ELLIS | SOLAR | NORTH | 2022 | 135 | 135
1000 | SUNEDISON RABEL ROAD SOLAR |  | DG_VALL1_1UNIT | BEXAR | SOLAR | SOUTH | 2012 | 9.9 | 9.9
1001 | SUNEDISON VALLEY ROAD SOLAR |  | DG_VALL2_1UNIT | BEXAR | SOLAR | SOUTH | 2012 | 9.9 | 9.9
1002 | SUNEDISON CPS3 SOMERSET 1 SOLAR |  | DG_SOME1_1UNIT | BEXAR | SOLAR | SOUTH | 2012 | 5.6 | 5.6
1003 | SUNEDISON SOMERSET 2 SOLAR |  | DG_SOME2_1UNIT | BEXAR | SOLAR | SOUTH | 2012 | 5 | 5
1004 | SUN VALLEY U1 |  | SUNVASLR_UNIT1 | HILL | SOLAR | NORTH | 2024 | 165.8 | 165.8
1005 | SUN VALLEY U2 |  | SUNVASLR_UNIT2 | HILL | SOLAR | NORTH | 2024 | 86.19 | 86.2
1006 | TAVENER U1 (FORT BEND SOLAR) |  | TAV_UNIT1 | FORT BEND | SOLAR | HOUSTON | 2023 | 149.5 | 143.6
1007 | TAVENER U2 (FORT BEND SOLAR) |  | TAV_UNIT2 | FORT BEND | SOLAR | HOUSTON | 2023 | 100.4 | 96.4
1008 | TAYGETE SOLAR 1 U1 |  | TAYGETE_UNIT1 | PECOS | SOLAR | WEST | 2021 | 125.9 | 125.9
1009 | TAYGETE SOLAR 1 U2 |  | TAYGETE_UNIT2 | PECOS | SOLAR | WEST | 2021 | 128.9 | 128.9
1010 | TAYGETE SOLAR 2 U1 |  | TAYGETE2_UNIT1 | PECOS | SOLAR | WEST | 2023 | 101.9 | 101.9
1011 | TAYGETE SOLAR 2 U2 |  | TAYGETE2_UNIT2 | PECOS | SOLAR | WEST | 2023 | 101.9 | 101.9
1012 | TEXAS SOLAR NOVA U1 |  | NOVA1SLR_UNIT1 | KENT | SOLAR | WEST | 2024 | 126.81 | 126
1013 | TEXAS SOLAR NOVA U2 |  | NOVA1SLR_UNIT2 | KENT | SOLAR | WEST | 2024 | 126.7 | 126
1014 | TITAN SOLAR (IP TITAN) U1 |  | TI_SOLAR_UNIT1 | CULBERSON | SOLAR | WEST | 2021 | 136.8 | 136.8
1015 | TITAN SOLAR (IP TITAN) U2 |  | TI_SOLAR_UNIT2 | CULBERSON | SOLAR | WEST | 2021 | 131.1 | 131.1
1016 | TPE ERATH SOLAR |  | DG_ERATH_ERATH21 | ERATH | SOLAR | NORTH | 2021 | 10 | 10
1017 | VANCOURT SOLAR |  | VANCOURT_UNIT1 | CAMERON | SOLAR | COASTAL | 2023 | 45.7 | 45.7
1018 | VISION SOLAR 1 |  | VISION_UNIT1 | NAVARRO | SOLAR | NORTH | 2022 | 129.2 | 127
1019 | WAGYU SOLAR |  | WGU_UNIT1 | BRAZORIA | SOLAR | COASTAL | 2021 | 120 | 120
1020 | WALNUT SPRINGS |  | DG_WLNTSPRG_1UNIT | BOSQUE | SOLAR | NORTH | 2016 | 10 | 10
1021 | WAYMARK SOLAR |  | WAYMARK_UNIT1 | UPTON | SOLAR | WEST | 2018 | 182 | 182
1022 | WEBBERVILLE SOLAR |  | WEBBER_S_WSP1 | TRAVIS | SOLAR | SOUTH | 2011 | 26.7 | 26.7
1023 | WEST MOORE II |  | DG_WMOOREII_WMOOREII | GRAYSON | SOLAR | NORTH | 2018 | 5 | 5
1024 | WEST OF PECOS SOLAR |  | W_PECOS_UNIT1 | REEVES | SOLAR | WEST | 2019 | 100 | 100
1025 | WESTORIA SOLAR U1 |  | WES_UNIT1 | BRAZORIA | SOLAR | COASTAL | 2022 | 101.6 | 101.6
1026 | WESTORIA SOLAR U2 |  | WES_UNIT2 | BRAZORIA | SOLAR | COASTAL | 2022 | 101.6 | 101.6
1027 | WHITESBORO |  | DG_WBORO_WHTSBORO | GRAYSON | SOLAR | NORTH | 2017 | 5 | 5
1028 | WHITESBORO II |  | DG_WBOROII_WHBOROII | GRAYSON | SOLAR | NORTH | 2017 | 5 | 5
1029 | WHITEWRIGHT |  | DG_WHTRT_WHTRGHT | FANNIN | SOLAR | NORTH | 2017 | 10 | 10
1030 | WHITNEY SOLAR |  | DG_WHITNEY_SOLAR1 | BOSQUE | SOLAR | NORTH | 2017 | 10 | 10
1031 | YELLOW JACKET SOLAR |  | DG_YLWJACKET_YLWJACKET | BOSQUE | SOLAR | NORTH | 2018 | 5 | 5
1032 | ZIER SOLAR |  | ZIER_SLR_PV1 | KINNEY | SOLAR | SOUTH | 2024 | 161.28 | 160
1033 | Operational Capacity Total (Solar) | [6 empty] | 14669.28 | 14569.1
1034
1035 | Operational Resources (Solar) - Synchronized but not Approved for Commercial Operations
1036 | 7V SOLAR U1 | 21INR0351 | 7RNCHSLR_UNIT1 | FAYETTE | SOLAR | SOUTH | 2024 | 139.66 | 139.2
1037 | 7V SOLAR U2 | 21INR0351 | 7RNCHSLR_UNIT2 | FAYETTE | SOLAR | SOUTH | 2024 | 95.54 | 95.2
1038 | 7V SOLAR U3 | 21INR0351 | 7RNCHSLR_UNIT3 | FAYETTE | SOLAR | SOUTH | 2024 | 5.57 | 5.6
1039 | ANGELO SOLAR | 19INR0203 | ANG_SLR_UNIT1 | TOM GREEN | SOLAR | WEST | 2024 | 195.41 | 195
1040 | AUREOLA SOLAR U1 | 21INR0302 | AURO_SLR_UNIT1 | MILAM | SOLAR | SOUTH | 2024 | 201.66 | 200.4
1041 | BAKER BRANCH SOLAR U1 | 23INR0026 | BAKE_SLR_UNIT1 | LAMAR | SOLAR | NORTH | 2024 | 234.84 | 233.9
1042 | BAKER BRANCH SOLAR U2 | 23INR0026 | BAKE_SLR_UNIT2 | LAMAR | SOLAR | NORTH | 2024 | 234.57 | 233.9
1043 | BIG STAR SOLAR U1 | 21INR0413 | BIG_STAR_UNIT1 | BASTROP | SOLAR | SOUTH | 2024 | 132.27 | 130
1044 | BIG STAR SOLAR U2 | 21INR0413 | BIG_STAR_UNIT2 | BASTROP | SOLAR | SOUTH | 2024 | 70.83 | 70
1045 | BLUE JAY SOLAR I | 21INR0538 | BLUEJAY_UNIT1 | GRIMES | SOLAR | NORTH | 2024 | 69 | 69
1046 | BLUE JAY SOLAR II | 19INR0085 | BLUEJAY_UNIT2 | GRIMES | SOLAR | NORTH | 2024 | 141 | 141
1047 | BRIGHT ARROW SOLAR U1 | 22INR0242 | BR_ARROW_UNIT1 | HOPKINS | SOLAR | NORTH | 2024 | 127.3 | 127
1048 | BRIGHT ARROW SOLAR U2 | 22INR0242 | BR_ARROW_UNIT2 | HOPKINS | SOLAR | NORTH | 2024 | 173.9 | 173
1049 | BUFFALO CREEK (OLD 300 SOLAR CENTER) U1 | 21INR0406 | BCK_UNIT1 | FORT BEND | SOLAR | HOUSTON | 2024 | 217.5 | 217.5
1050 | BUFFALO CREEK (OLD 300 SOLAR CENTER) U2 | 21INR0406 | BCK_UNIT2 | FORT BEND | SOLAR | HOUSTON | 2024 | 221.3 | 221.3
1051 | CHEVRON ALLEN SOLAR (HAYHURST TEXAS SOLAR) | 22INR0363 | CHAL_SLR_SOLAR1 | CULBERSON | SOLAR | WEST | 2024 | 25.22 | 24.8
1052 | CORAL SOLAR U1 | 22INR0295 | CORALSLR_SOLAR1 | FALLS | SOLAR | NORTH | 2024 | 97.7 | 96.2
1053 | CORAL SOLAR U2 | 22INR0295 | CORALSLR_SOLAR2 | FALLS | SOLAR | NORTH | 2024 | 56.3 | 55.4
1054 | DANISH FIELDS SOLAR U1 | 20INR0069 | DAN_UNIT1 | WHARTON | SOLAR | SOUTH | 2024 | 301.3 | 300
1055 | DANISH FIELDS SOLAR U2 | 20INR0069 | DAN_UNIT2 | WHARTON | SOLAR | SOUTH | 2024 | 151 | 150.2
1056 | DANISH FIELDS SOLAR U3 | 20INR0069 | DAN_UNIT3 | WHARTON | SOLAR | SOUTH | 2024 | 150.5 | 149.8
1057 | DELILAH SOLAR 1 U1 | 22INR0202 | DELILA_1_G1 | LAMAR | SOLAR | NORTH | 2024 | 153.54 | 150
1058 | DELILAH SOLAR 1 U2 | 22INR0202 | DELILA_1_G2 | LAMAR | SOLAR | NORTH | 2024 | 153.54 | 150
1059 | EASTBELL MILAM SOLAR | 21INR0203 | EBELLSLR_UNIT1 | MILAM | SOLAR | SOUTH | 2024 | 244.86 | 240
1060 | ESTONIAN SOLAR FARM U1 | 22INR0335 | ESTONIAN_SOLAR1 | DELTA | SOLAR | NORTH | 2024 | 88.4 | 88.3
1061 | ESTONIAN SOLAR FARM U2 | 22INR0335 | ESTONIAN_SOLAR2 | DELTA | SOLAR | NORTH | 2024 | 114.4 | 114.1
1062 | FENCE POST SOLAR U1 | 22INR0404 | FENCESLR_SOLAR1 | NAVARRO | SOLAR | NORTH | 2024 | 141.3 | 138
1063 | FENCE POST SOLAR U2 | 22INR0404 | FENCESLR_SOLAR2 | NAVARRO | SOLAR | NORTH | 2024 | 99.5 | 98
1064 | FIGHTING JAYS SOLAR U1 | 21INR0278 | JAY_UNIT1 | FORT BEND | SOLAR | HOUSTON | 2025 | 179.6 | 179.6
1065 | FIGHTING JAYS SOLAR U2 | 21INR0278 | JAY_UNIT2 | FORT BEND | SOLAR | HOUSTON | 2025 | 171.9 | 171.9
1066 | FIVE WELLS SOLAR U1 | 24INR0015 | FIVEWSLR_UNIT1 | BELL | SOLAR | NORTH | 2024 | 193.43 | 192.1
1067 | FIVE WELLS SOLAR U2 | 24INR0015 | FIVEWSLR_UNIT2 | BELL | SOLAR | NORTH | 2024 | 128.75 | 128.1
1068 | FRYE SOLAR U1 | 20INR0080 | FRYE_SLR_UNIT1 | SWISHER | SOLAR | PANHANDLE | 2024 | 250.9 | 250
1069 | FRYE SOLAR U2 | 20INR0080 | FRYE_SLR_UNIT2 | SWISHER | SOLAR | PANHANDLE | 2024 | 251.1 | 250
1070 | HALO SOLAR | 21INR0304 | HALO_SLR_UNIT1 | BELL | SOLAR | NORTH | 2024 | 251.15 | 250.4
1071 | HOLLYWOOD SOLAR U1 | 21INR0389 | HOL_UNIT1 | WHARTON | SOLAR | SOUTH | 2024 | 176.14 | 175.3
1072 | HOLLYWOOD SOLAR U2 | 21INR0389 | HOL_UNIT2 | WHARTON | SOLAR | SOUTH | 2024 | 178.95 | 178.1
1073 | HOVEY (BARILLA SOLAR 1B) | 12INR0059b | HOVEY_UNIT2 | PECOS | SOLAR | WEST | 2024 | 7.41 | 7.4
1074 | MANDORLA SOLAR | 21INR0303 | MAND_SLR_UNIT1 | MILAM | SOLAR | SOUTH | 2024 | 251.45 | 250.5
1075 | MERCURY SOLAR U1 | 21INR0257 | MERCURY_PV1 | HILL | SOLAR | NORTH | 2024 | 203.5 | 203.5
1076 | MERCURY SOLAR U2 | 23INR0153 | MERCURY_PV2 | HILL | SOLAR | NORTH | 2024 | 203.5 | 203.5
1077 | MYRTLE SOLAR U1 | 19INR0041 | MYR_UNIT1 | BRAZORIA | SOLAR | COASTAL | 2024 | 171.6 | 167.2
1078 | MYRTLE SOLAR U2 | 19INR0041 | MYR_UNIT2 | BRAZORIA | SOLAR | COASTAL | 2024 | 149.6 | 145.8
1079 | PLAINVIEW SOLAR (RAMSEY SOLAR) U1 | 20INR0130 | PLN_UNIT1 | WHARTON | SOLAR | SOUTH | 2024 | 270 | 257
1080 | PLAINVIEW SOLAR (RAMSEY SOLAR) U2 | 20INR0130 | PLN_UNIT2 | WHARTON | SOLAR | SOUTH | 2024 | 270 | 257
1081 | PORTER SOLAR U1 | 21INR0458 | PORT_SLR_UNIT1 | DENTON | SOLAR | NORTH | 2024 | 245.83 | 245
1082 | ROSELAND SOLAR U1 | 20INR0205 | ROSELAND_SOLAR1 | FALLS | SOLAR | NORTH | 2024 | 254 | 250
1083 | ROSELAND SOLAR U2 | 20INR0205 | ROSELAND_SOLAR2 | FALLS | SOLAR | NORTH | 2024 | 137.8 | 135.6
1084 | ROSELAND SOLAR U3 | 22INR0506 | ROSELAND_SOLAR3 | FALLS | SOLAR | NORTH | 2024 | 116.2 | 114.4
1085 | ROWLAND SOLAR II | 22INR0482 | ROW_UNIT2 | FORT BEND | SOLAR | HOUSTON | 2024 | 200.7 | 200
1086 | SAMSON SOLAR 1 U1 | 21INR0221 | SAMSON_1_G1 | LAMAR | SOLAR | NORTH | 2024 | 128.42 | 125
1087 | SAMSON SOLAR 1 U2 | 21INR0221 | SAMSON_1_G2 | LAMAR | SOLAR | NORTH | 2024 | 128.42 | 125
1088 | SAMSON SOLAR 3 U1 | 21INR0491 | SAMSON_3_G1 | LAMAR | SOLAR | NORTH | 2024 | 128.42 | 125
1089 | SAMSON SOLAR 3 U2 | 21INR0491 | SAMSON_3_G2 | LAMAR | SOLAR | NORTH | 2024 | 128.42 | 125
1090 | SBRANCH SOLAR PROJECT | 22INR0205 | SBE_UNIT1 | WHARTON | SOLAR | SOUTH | 2024 | 233.5 | 233.5
1091 | STAMPEDE SOLAR U1 | 22INR0409 | STAM_SLR_SOLAR1 | HOPKINS | SOLAR | NORTH | 2024 | 77.75 | 77
1092 | STAMPEDE SOLAR U2 | 22INR0409 | STAM_SLR_SOLAR2 | HOPKINS | SOLAR | NORTH | 2024 | 178.55 | 178
1093 | SUNRAY | 21INR0395 | SUN_SLR_UNIT_1 | UVALDE | SOLAR | SOUTH | 2024 | 203.5 | 200
1094 | TEXAS SOLAR NOVA 2 U1 | 20INR0269 | NOVA2SLR_UNIT1 | KENT | SOLAR | WEST | 2024 | 202.37 | 200
1095 | TRES BAHIAS SOLAR | 20INR0266 | TREB_SLR_SOLAR1 | CALHOUN | SOLAR | COASTAL | 2024 | 196.29 | 195
1096 | Operational Capacity - Synchronized but not Approved for Commercial Operations Total (Solar) | [6 empty] | 9907.06 | 9802.7
1097
1098 | Operational Resources (Storage)
1099 | ANCHOR BESS U1 |  | ANCHOR_BESS1 | CALLAHAN | STORAGE | WEST | 2023 | 35.2 | 35.2
1100 | ANCHOR BESS U2 |  | ANCHOR_BESS2 | CALLAHAN | STORAGE | WEST | 2023 | 36.3 | 36.3
1101 | AZURE SKY BESS |  | AZURE_BESS1 | HASKELL | STORAGE | WEST | 2022 | 77.6 | 77.6
1102 | BAT CAVE |  | BATCAVE_BES1 | MASON | STORAGE | SOUTH | 2021 | 100.5 | 100.5
1103 | BAY CITY BESS (DGR) |  | BAY_CITY_BESS | MATAGORDA | STORAGE | COASTAL | 2023 | 9.99 | 9.9
1104 | BELDING TNP (TRIPLE BUTTE BATTERY) (DGR) |  | BELD_BELU1 | PECOS | STORAGE | WEST | 2021 | 9.18 | 7.5
1105 | BLUE JAY BESS |  | BLUEJAY_BESS1 | GRIMES | STORAGE | NORTH | 2023 | 51.6 | 50
1106 | BLUE SUMMIT BATTERY |  | BLSUMMIT_BATTERY | WILBARGER | STORAGE | WEST | 2017 | 30 | 30
1107 | BRP ALVIN (DGR) |  | ALVIN_UNIT1 | BRAZORIA | STORAGE | COASTAL | 2022 | 10 | 10
1108 | BRP ANGELTON (DGR) |  | ANGLETON_UNIT1 | BRAZORIA | STORAGE | COASTAL | 2022 | 10 | 10
1109 | BRP BRAZORIA |  | BRAZORIA_UNIT1 | BRAZORIA | STORAGE | COASTAL | 2020 | 10 | 10
1110 | BRP DICKINSON (DGR) |  | DICKNSON_UNIT1 | GALVESTON | STORAGE | HOUSTON | 2022 | 10 | 10
1111 | BRP HEIGHTS (DGR) |  | HEIGHTTN_UNIT1 | GALVESTON | STORAGE | HOUSTON | 2020 | 10 | 10
1112 | BRP LIBRA BESS |  | LBRA_ESS_BES1 | GUADALUPE | STORAGE | SOUTH | 2024 | 201.02 | 200
1113 | BRP LOOP 463 (DGR) |  | L_463S_UNIT1 | VICTORIA | STORAGE | SOUTH | 2021 | 10 | 10
1114 | BRP LOPENO (DGR) |  | LOPENO_UNIT1 | ZAPATA | STORAGE | SOUTH | 2021 | 10 | 10
1115 | BRP MAGNOLIA (DGR) |  | MAGNO_TN_UNIT1 | GALVESTON | STORAGE | HOUSTON | 2022 | 10 | 10
1116 | BRP ODESSA SW (DGR) |  | ODESW_UNIT1 | ECTOR | STORAGE | WEST | 2020 | 10 | 10
1117 | BRP PUEBLO I (DGR) |  | BRP_PBL1_UNIT1 | MAVERICK | STORAGE | SOUTH | 2021 | 10 | 10
1118 | BRP PUEBLO II (DGR) |  | BRP_PBL2_UNIT1 | MAVERICK | STORAGE | SOUTH | 2021 | 10 | 10
1119 | BRP RANCHTOWN (DGR) |  | K0_UNIT1 | BEXAR | STORAGE | SOUTH | 2021 | 10 | 10
1120 | BRP SWEENY (DGR) |  | SWEENY_UNIT1 | BRAZORIA | STORAGE | COASTAL | 2022 | 10 | 10
1121 | BRP ZAPATA I (DGR) |  | BRP_ZPT1_UNIT1 | ZAPATA | STORAGE | SOUTH | 2021 | 10 | 10
1122 | BRP ZAPATA II (DGR) |  | BRP_ZPT2_UNIT1 | ZAPATA | STORAGE | SOUTH | 2021 | 10 | 10
1123 | BYRD RANCH STORAGE |  | BYRDR_ES_BESS1 | BRAZORIA | STORAGE | COASTAL | 2022 | 50.6 | 50
1124 | CAMERON STORAGE (SABAL STORAGE) |  | CAMWIND_BESS1 | CAMERON | STORAGE | COASTAL | 2024 | 16.67 | 16.4
1125 | CASTLE GAP BATTERY |  | CASL_GAP_BATTERY1 | UPTON | STORAGE | WEST | 2018 | 9.9 | 9.9
1126 | CATARINA BESS (DGR) |  | CATARINA_BESS | DIMMIT | STORAGE | SOUTH | 2022 | 9.95 | 9.9
1127 | CEDARVALE BESS (DGR) |  | CEDRVALE_BESS | REEVES | STORAGE | WEST | 2022 | 9.95 | 9.9
1128 | CHISHOLM GRID |  | CHISMGRD_BES1 | TARRANT | STORAGE | NORTH | 2021 | 101.7 | 100
1129 | COMMERCE ST ESS (DGR) |  | X4_SWRI | BEXAR | STORAGE | SOUTH | 2020 | 10 | 10
1130 | COYOTE SPRINGS BESS (DGR) |  | COYOTSPR_BESS | REEVES | STORAGE | WEST | 2022 | 9.95 | 9.9
1131 | CROSSETT POWER U1 |  | CROSSETT_BES1 | CRANE | STORAGE | WEST | 2022 | 101.5 | 100
1132 | CROSSETT POWER U2 |  | CROSSETT_BES2 | CRANE | STORAGE | WEST | 2022 | 101.5 | 100
1133 | DECORDOVA BESS U1 |  | DCSES_BES1 | HOOD | STORAGE | NORTH | 2022 | 67.3 | 66.5
1134 | DECORDOVA BESS U2 |  | DCSES_BES2 | HOOD | STORAGE | NORTH | 2022 | 67.3 | 66.5
1135 | DECORDOVA BESS U3 |  | DCSES_BES3 | HOOD | STORAGE | NORTH | 2022 | 64.2 | 63.5
1136 | DECORDOVA BESS U4 |  | DCSES_BES4 | HOOD | STORAGE | NORTH | 2022 | 64.2 | 63.5
1137 | DIBOLL BESS (DGR) |  | DIBOL_BESS | ANGELINA | STORAGE | NORTH | 2024 | 9.95 | 9.9
1138 | ENDURANCE PARK STORAGE |  | ENDPARKS_ESS1 | SCURRY | STORAGE | WEST | 2022 | 51.5 | 50
1139 | EUNICE STORAGE |  | EUNICE_BES1 | ANDREWS | STORAGE | WEST | 2021 | 40.3 | 40.3
1140 | FAULKNER BESS (DGR) |  | FAULKNER_BESS | REEVES | STORAGE | WEST | 2022 | 9.95 | 9.9
1141 | FLAT TOP BATTERY (DGR) |  | FLAT_TOP_FLATU1 | REEVES | STORAGE | WEST | 2020 | 9.9 | 9.9
1142 | FLOWER VALLEY II BATT |  | FLOWERII_BESS1 | REEVES | STORAGE | WEST | 2022 | 101.5 | 100
1143 | GAMBIT BATTERY |  | GAMBIT_BESS1 | BRAZORIA | STORAGE | COASTAL | 2021 | 102.4 | 100
1144 | GARDEN CITY EAST BESS (DGR) |  | GRDNE_BESS | GLASSCOCK | STORAGE | WEST | 2024 | 9.95 | 9.9
1145 | GEORGETOWN SOUTH (RABBIT HILL ESS) (DGR) |  | GEORSO_ESS_1 | WILLIAMSON | STORAGE | SOUTH | 2019 | 9.9 | 9.9
1146 | GOMEZ BESS (DGR) |  | GOMZ_BESS | REEVES | STORAGE | WEST | 2023 | 9.95 | 9.9
1147 | HAMILTON BESS (DGR) U1 |  | HAMILTON_BESS | VAL VERDE | STORAGE | WEST | 2024 | 9.9 | 9.9
1148 | HIGH LONESOME BESS |  | HI_LONEB_BESS1 | CROCKETT | STORAGE | WEST | 2023 | 51.1 | 50
1149 | HOEFSROAD BESS (DGR) |  | HRBESS_BESS | REEVES | STORAGE | WEST | 2020 | 2 | 2
1150 | HOLCOMB BESS (DGR) |  | HOLCOMB_BESS | LA SALLE | STORAGE | SOUTH | 2023 | 9.95 | 9.9
1151 | HOUSE MOUNTAIN BESS |  | HOUSEMTN_BESS1 | BREWSTER | STORAGE | WEST | 2023 | 61.5 | 60
1152 | INADALE ESS |  | INDL_ESS | NOLAN | STORAGE | WEST | 2017 | 9.9 | 9.9
1153 | JOHNSON CITY BESS (DGR) |  | JOHNCI_UNIT_1 | BLANCO | STORAGE | SOUTH | 2020 | 2.25 | 2.3
1154 | JUDKINS BESS (DGR) |  | JDKNS_BESS | ECTOR | STORAGE | WEST | 2024 | 10 | 10
1155 | JUNCTION BESS (DGR) |  | JUNCTION_BESS | KIMBLE | STORAGE | SOUTH | 2023 | 9.95 | 9.9
1156 | KINGSBERY ENERGY STORAGE SYSTEM |  | DG_KB_ESS_KB_ESS | TRAVIS | STORAGE | SOUTH | 2017 | 1.5 | 1.5
1157 | LILY STORAGE |  | LILY_BESS1 | KAUFMAN | STORAGE | NORTH | 2021 | 51.7 | 50
1158 | LONESTAR BESS (DGR) |  | LONESTAR_BESS | WARD | STORAGE | WEST | 2022 | 9.95 | 9.9
1159 | LUFKIN SOUTH BESS (DGR) |  | LFSTH_BESS | ANGELINA | STORAGE | NORTH | 2024 | 10 | 10
1160 | MADERO GRID U1 |  | MADERO_UNIT1 | HIDALGO | STORAGE | SOUTH | 2023 | 100.79 | 100
1161 | MADERO GRID U2 (IGNACIO GRID) |  | MADERO_UNIT2 | HIDALGO | STORAGE | SOUTH | 2023 | 100.79 | 100
1162 | MINERAL WELLS EAST BESS (DGR) |  | MNWLE_BESS | PALO PINTO | STORAGE | NORTH | 2024 | 9.95 | 9.9
1163 | MU ENERGY STORAGE SYSTEM |  | DG_MU_ESS_MU_ESS | TRAVIS | STORAGE | SOUTH | 2018 | 1.5 | 1.5
1164 | MUSTANG CREEK STORAGE |  | MUSTNGCK_BES1 | JACKSON | STORAGE | SOUTH | 2024 | 70.5 | 70.5
1165 | NOBLE STORAGE U1 |  | NOBLESLR_BESS1 | DENTON | STORAGE | NORTH | 2022 | 63.5 | 62.5
1166 | NOBLE STORAGE U2 |  | NOBLESLR_BESS2 | DENTON | STORAGE | NORTH | 2022 | 63.5 | 62.5
1167 | NORTH ALAMO BESS (DGR) |  | N_ALAMO_BESS | HIDALGO | STORAGE | SOUTH | 2023 | 9.99 | 9.9
1168 | NORTH COLUMBIA (ROUGHNECK STORAGE) |  | NCO_ESS1 | BRAZORIA | STORAGE | COASTAL | 2022 | 51.75 | 50
1169 | NORTH FORK |  | NF_BRP_BES1 | WILLIAMSON | STORAGE | SOUTH | 2021 | 100.5 | 100.5
1170 | NORTH MERCEDES BESS (DGR) |  | N_MERCED_BESS | HIDALGO | STORAGE | SOUTH | 2023 | 9.99 | 9.9
1171 | NOTREES BATTERY FACILITY |  | NWF_NBS | WINKLER | STORAGE | WEST | 2013 | 36 | 33.7
1172 | OLNEY BESS (DGR) |  | OLNEYTN_BESS | YOUNG | STORAGE | WEST | 2023 | 9.95 | 9.9
1173 | PAULINE BESS (DGR) |  | PAULN_BESS | HENDERSON | STORAGE | NORTH | 2024 | 10 | 10
1174 | PORT LAVACA BATTERY (DGR) |  | PRTLAVS_BESS1 | CALHOUN | STORAGE | COASTAL | 2019 | 9.9 | 9.9
1175 | PYOTE TNP (SWOOSE BATTERY) (DGR) |  | PYOTE_SWOOSEU1 | WARD | STORAGE | WEST | 2021 | 9.9 | 9.9
1176 | PYRON BESS 2A |  | PYR_ESS2A | NOLAN | STORAGE | WEST | 2023 | 15.1 | 15.1
1177 | PYRON BESS 2B |  | PYR_ESS2B | NOLAN | STORAGE | WEST | 2023 | 15.1 | 15.1
1178 | PYRON ESS |  | PYR_ESS | NOLAN | STORAGE | WEST | 2017 | 9.9 | 9.9
1179 | QUEEN BESS |  | QUEEN_BA_BESS1 | UPTON | STORAGE | WEST | 2023 | 51.1 | 50
1180 | RATTLESNAKE BESS (DGR) |  | RTLSNAKE_BESS | WARD | STORAGE | WEST | 2022 | 9.95 | 9.9
1181 | REPUBLIC ROAD STORAGE |  | RPUBRDS_ESS1 | ROBERTSON | STORAGE | NORTH | 2022 | 51.75 | 50
1182 | RIVER VALLEY STORAGE U1 |  | RVRVLYS_ESS1 | WILLIAMSON | STORAGE | SOUTH | 2023 | 51.5 | 50
1183 | RIVER VALLEY STORAGE U2 |  | RVRVLYS_ESS2 | WILLIAMSON | STORAGE | SOUTH | 2023 | 51.5 | 50
1184 | RODEO RANCH ENERGY STORAGE U1 | 24INR0609 | RRANCHES_UNIT1 | REEVES | STORAGE | WEST | 2023 | 150.4 | 150
1185 | RODEO RANCH ENERGY STORAGE U2 | 24INR0609 | RRANCHES_UNIT2 | REEVES | STORAGE | WEST | 2023 | 150.4 | 150
1186 | ROSELAND STORAGE |  | ROSELAND_BESS1 | FALLS | STORAGE | NORTH | 2023 | 51.6 | 50
1187 | SADDLEBACK BESS (DGR) |  | SADLBACK_BESS | REEVES | STORAGE | WEST | 2022 | 9.95 | 9.9
1188 | SARAGOSA BESS (DGR) |  | SGSA_BESS1 | REEVES | STORAGE | WEST | 2022 | 9.95 | 9.9
1189 | SCREWBEAN BESS (DGR) |  | SBEAN_BESS | CULBERSON | STORAGE | WEST | 2023 | 9.95 | 9.9
1190 | SILICON HILL STORAGE U1 |  | SLCNHLS_ESS1 | TRAVIS | STORAGE | SOUTH | 2023 | 51.8 | 50
1191 | SILICON HILL STORAGE U2 |  | SLCNHLS_ESS2 | TRAVIS | STORAGE | SOUTH | 2023 | 51.8 | 50
1192 | SMT ELSA (DGR) |  | ELSA_BESS | HIDALGO | STORAGE | SOUTH | 2023 | 9.99 | 9.9
1193 | SMT GARCENO BESS (DGR) |  | GARCENO_BESS | MATAGORDA | STORAGE | COASTAL | 2023 | 9.99 | 9.9
1194 | SMT LOS FRESNOS (DGR) |  | L_FRESNO_BESS | CAMERON | STORAGE | COASTAL | 2023 | 9.99 | 9.9
1195 | SMT MAYBERRY BESS (DGR) |  | MAYBERRY_BESS | HIDALGO | STORAGE | SOUTH | 2023 | 9.99 | 9.9
1196 | SMT RIO GRANDE CITY BESS (DGR) |  | RIO_GRAN_BESS | STARR | STORAGE | SOUTH | 2023 | 9.99 | 9.9
1197 | SMT SANTA ROSA (DGR) |  | S_SNROSA_BESS | CAMERON | STORAGE | COASTAL | 2023 | 9.99 | 9.9
1198 | SNYDER (DGR) |  | DPCRK_UNIT1 | SCURRY | STORAGE | WEST | 2021 | 10 | 10
1199 | SP TX-12B BESS |  | SPTX12B_BES1 | UPTON | STORAGE | WEST | 2023 | 25.1 | 25.1
1200 | ST. GALL I ENERGY STORAGE |  | SGAL_BES_BESS1 | PECOS | STORAGE | WEST | 2024 | 101.5 | 100
1201 | SUN VALLEY BESS U1 |  | SUNVASLR_BESS1 | HILL | STORAGE | NORTH | 2023 | 54.08 | 53.3
1202 | SUN VALLEY BESS U2 |  | SUNVASLR_BESS2 | HILL | STORAGE | NORTH | 2023 | 47.32 | 46.7
1203 | SWEETWATER BESS (DGR) |  | SWTWR_UNIT1 | NOLAN | STORAGE | WEST | 2021 | 9.95 | 9.9
1204 | SWOOSE II |  | SWOOSEII_BESS1 | WARD | STORAGE | WEST | 2022 | 101.5 | 100
1205 | TIMBERWOLF BESS |  | TBWF_ESS_BES1 | CRANE | STORAGE | WEST | 2023 | 150.34 | 150
1206 | TOYAH POWER STATION (DGR) |  | TOYAH_BESS | REEVES | STORAGE | WEST | 2021 | 9.95 | 9.9
1207 | TURQUOISE STORAGE |  | TURQBESS_BESS1 | HUNT | STORAGE | NORTH | 2023 | 196.2 | 190
1208 | VAL VERDE BESS (DGR) |  | MV_VALV4_BESS | HIDALGO | STORAGE | SOUTH | 2024 | 9.9 | 9.9
1209 | VORTEX BESS |  | VORTEX_BESS1 | THROCKMORTON | STORAGE | WEST | 2023 | 121.8 | 121.8
1210 | WEST COLUMBIA (PROSPECT STORAGE) (DGR) |  | WCOLLOCL_BSS_U1 | BRAZORIA | STORAGE | COASTAL | 2019 | 9.9 | 9.9
1211 | WEST HARLINGEN BESS (DGR) |  | W_HARLIN_BESS | CAMERON | STORAGE | COASTAL | 2023 | 9.99 | 9.9
1212 | WESTOVER BESS (DGR) |  | WOV_BESS_UNIT1 | ECTOR | STORAGE | WEST | 2021 | 10 | 10
1213 | WOLF TANK STORAGE |  | WFTANK_ESS1 | WEBB | STORAGE | SOUTH | 2023 | 150.4 | 150
1214 | WORSHAM BATTERY (DGR) |  | WORSHAM_BESS1 | REEVES | STORAGE | WEST | 2019 | 9.9 | 9.9
1215 | YOUNICOS FACILITY |  | DG_YOUNICOS_YINC1_1 | TRAVIS | STORAGE | SOUTH | 2015 | 2 | 2
1216 | ZIER STORAGE U1 |  | ZIER_SLR_BES1 | KINNEY | STORAGE | SOUTH | 2024 | 40.08 | 40
1217 | Operational Capacity Total (Storage) | [6 empty] | 4511.22 | 4456
1218
1219 | Operational Resources (Storage) - Synchronized but not Approved for Commercial Operations
1220 | ANEMOI ENERGY STORAGE | 23INR0369 | ANEM_ESS_BESS1 | HIDALGO | STORAGE | SOUTH | 2024 | 203.5 | 195
1221 | ANGELO STORAGE | 23INR0418 | ANG_SLR_BESS1 | TOM GREEN | STORAGE | WEST | 2024 | 102.97 | 100
1222 | BIG STAR STORAGE | 21INR0469 | BIG_STAR_BESS | BASTROP | STORAGE | SOUTH | 2024 | 80 | 80
1223 | BOCO BESS | 23INR0470 | BOCO_ESS_ESS1 | BORDEN | STORAGE | WEST | 2024 | 154 | 150
1224 | BRIGHT ARROW STORAGE U1 | 22INR0302 | BR_ARROW_BESS1 | HOPKINS | STORAGE | NORTH | 2024 | 51.78 | 51.8
1225 | BRIGHT ARROW STORAGE U2 | 22INR0302 | BR_ARROW_BESS2 | HOPKINS | STORAGE | NORTH | 2024 | 51.78 | 51.8
1226 | CALLISTO I ENERGY CENTER U1 | 22INR0490 | CLO_BESS1 | HARRIS | STORAGE | HOUSTON | 2024 | 102.5 | 100
1227 | CALLISTO I ENERGY CENTER U2 | 22INR0490 | CLO_BESS2 | HARRIS | STORAGE | HOUSTON | 2024 | 102.5 | 100
1228 | CONTINENTAL BESS (DGR) | 23INR0543 | CONTINEN_BESS1 | STARR | STORAGE | SOUTH | 2024 | 9.9 | 7
1229 | CORAL STORAGE U1 | 23INR0124 | CORALSLR_BESS1 | FALLS | STORAGE | NORTH | 2024 | 48.4 | 47.6
1230 | CORAL STORAGE U2 | 23INR0124 | CORALSLR_BESS2 | FALLS | STORAGE | NORTH | 2024 | 52.2 | 51.4
1231 | DANISH FIELDS STORAGE U1 | 21INR0450 | DAN_BESS1 | WHARTON | STORAGE | SOUTH | 2024 | 77.8 | 76.3
1232 | DANISH FIELDS STORAGE U2 | 21INR0450 | DAN_BESS2 | WHARTON | STORAGE | SOUTH | 2024 | 75.1 | 73.7
1233 | EBONY ENERGY STORAGE | 23INR0154 | EBNY_ESS_BESS1 | COMAL | STORAGE | SOUTH | 2024 | 203.5 | 195
1234 | ESTONIAN ENERGY STORAGE | 22INR0336 | ESTONIAN_BES1 | DELTA | STORAGE | NORTH | 2024 | 101.6 | 101.6
1235 | FARMERSVILLE BESS (DGR) | 23INR0555 | FRMRSVLW_BESS | COLLIN | STORAGE | NORTH | 2024 | 9.9 | 9.9
1236 | FENCE POST BESS U1 | 22INR0405 | FENCESLR_BESS1 | NAVARRO | STORAGE | NORTH | 2024 | 73.1 | 70
1237 | FIVE WELLS STORAGE | 23INR0159 | FIVEWSLR_BESS1 | BELL | STORAGE | NORTH | 2024 | 228.54 | 220
1238 | GIGA TEXAS ENERGY STORAGE | 23INR0239 | GIGA_ESS_BESS_1 | TRAVIS | STORAGE | SOUTH | 2024 | 125.31 | 125
1239 | INERTIA BESS | 22INR0328 | INRT_W_BESS_1 | HASKELL | STORAGE | WEST | 2024 | 13 | 13
1240 | MAINLAND BESS (DGR) | 24INR0624 | MAINLAND_BESS | GALVESTON | STORAGE | HOUSTON | 2024 | 9.9 | 9.9
1241 | MIDWAY BESS U1 | 23INR0688 | MIDWY_BESS1 | ECTOR | STORAGE | WEST | 2024 | 10 | 10
1242 | MYRTLE STORAGE U1 | 21INR0442 | MYR_BES1 | BRAZORIA | STORAGE | COASTAL | 2024 | 76.93 | 76.3
1243 | MYRTLE STORAGE U2 | 21INR0442 | MYR_BES2 | BRAZORIA | STORAGE | COASTAL | 2024 | 74.27 | 73.7
1244 | BRP PAVO BESS U1 | 22INR0384 | PAVO_ESS_BESS1 | PECOS | STORAGE | WEST | 2024 | 87.9 | 87.5
1245 | BRP PAVO BESS U2 | 22INR0384 | PAVO_ESS_BESS2 | PECOS | STORAGE | WEST | 2024 | 87.9 | 87.5
1246 | RIVER BEND (BRAZOS BEND BESS) | 23INR0363 | RBN_BESS1 | FORT BEND | STORAGE | HOUSTON | 2024 | 101.64 | 100
1247 | STAMPEDE BESS U1 | 22INR0410 | STAM_SLR_BESS1 | HOPKINS | STORAGE | NORTH | 2024 | 72.19 | 70
1248 | Operational Capacity - Synchronized but not Approved for Commercial Operations Total (Storage) | [6 empty] | 2388.11 | 2334
1249
1250 | Reliability Must-Run (RMR) Capacity |  | RMR_CAP_CONT |  |  |  |  | 0 | 0
1251
1252 | Capacity Pending Retirement |  | PENDRETIRE_CAP |  |  |  |  | 0 | 0
1253
1254 | Non-Synchronous Tie Resources
1255 | EAST TIE |  | DC_E | FANNIN | OTHER | NORTH |  | 600 | 600
1256 | NORTH TIE |  | DC_N | WILBARGER | OTHER | WEST |  | 220 | 220
1257 | LAREDO VFT TIE |  | DC_L | WEBB | OTHER | SOUTH |  | 100 | 100
1258 | SHARYLAND RAILROAD TIE |  | DC_R | HIDALGO | OTHER | SOUTH |  | 300 | 300
1259 | Non-Synchronous Ties Total | [6 empty] | 1220 | 1220
1260
1261 | Planned Thermal Resources with Executed SGIA, Air Permit, GHG Permit and Proof of Adequate Water Supplies
1262 | AIR PRODUCTS GCA | 21INR0012 |  | GALVESTON | GAS-ST | HOUSTON | 2024 | 14 | 14
1263 | BEACHWOOD II POWER STATION (U7-U8) | 23INR0506 |  | BRAZORIA | GAS-GT | COASTAL | 2024 | 0 | 0
1264 | OLNEY AGR1 (DGR) | 24INR0647 |  | YOUNG | DIESEL | WEST | 2024 | 9.9 | 9.9
1265 | REMY JADE II POWER STATION | 24INR0382 |  | HARRIS | GAS-GT | HOUSTON | 2025 | 0 | 0
1266 | UHLAND MAXWELL | 25INR0223 |  | CALDWELL | GAS-IC | SOUTH | 2025 |  | 0
1267 | UHLAND MAXWELL EXPANSION | 25INR0503 |  | CALDWELL | GAS-IC | SOUTH | 2026 | 0 | 0
1268 | Planned Thermal Resources Total (Nuclear, Coal, Gas, Biomass) | [6 empty] | 23.9 | 23.9
1269
1270 | Planned Wind Resources with Executed SGIA
1271 | AQUILLA LAKE 3 WIND | 22INR0499 |  | HILL | WIND-O | NORTH | 2027 | 0 | 0
1272 | BIG SAMPSON WIND | 16INR0104 |  | CROCKETT | WIND-O | WEST | 2025 | 0 | 0
1273 | CAROL WIND | 20INR0217 |  | POTTER | WIND-P | PANHANDLE | 2025 | 0 | 0
1274 | GOODNIGHT WIND II | 23INR0637 |  | ARMSTRONG | WIND-P | PANHANDLE | 2025 | 0 | 0
1275 | HART WIND 2 | 24INR0116 |  | CASTRO | WIND-P | PANHANDLE | 2025 | 0 | 0
1276 | LA CASA WIND | 21INR0240 |  | STEPHENS | WIND-O | NORTH | 2025 | 0 | 0
1277 | LOMA PINTA WIND | 16INR0112 |  | LA SALLE | WIND-O | SOUTH | 2025 | 0 | 0
1278 | MONARCH CREEK WIND | 21INR0263 |  | THROCKMORTON | WIND-O | WEST | 2026 | 0 | 0
1279 | MONTE ALTO 2 WIND | 19INR0023 |  | WILLACY | WIND-C | COASTAL | 2025 | 0 | 0
1280 | MONTE ALTO I WIND | 19INR0022 |  | WILLACY | WIND-C | COASTAL | 2025 | 0 | 0
1281 | MONTE CRISTO 1 WIND | 19INR0054 |  | HIDALGO | WIND-O | SOUTH | 2025 | 0 | 0
1282 | PEYTON CREEK WIND II | 20INR0155 |  | MATAGORDA | WIND-C | COASTAL | 2024 | 0 | 0
1283 | RAY GULF WIND | 22INR0517 |  | WHARTON | WIND-O | SOUTH | 2025 | 0 | 0
1284 | RUBICON ALPHA WIND | 24INR0291 |  | HASKELL | WIND-O | WEST | 2027 | 0 | 0
1285 | SIETE | 20INR0047 |  | WEBB | WIND-O | SOUTH | 2026 | 0 | 0
1286 | Planned Capacity Total (Wind) | [6 empty] | 0 | 0
1287
1288 | Planned Solar Resources with Executed SGIA
1289 | ADAMSTOWN SOLAR | 21INR0210 |  | WICHITA | SOLAR | WEST | 2026 | 0 | 0
1290 | ALILA SOLAR | 23INR0093 |  | SAN PATRICIO | SOLAR | COASTAL | 2026 | 0 | 0
1291 | AMSTERDAM SOLAR | 21INR0256 |  | BRAZORIA | SOLAR | COASTAL | 2025 | 0 | 0
1292 | ANGUS SOLAR | 20INR0035 |  | BOSQUE | SOLAR | NORTH | 2026 | 0 | 0
1293 | ANSON SOLAR CENTER, PHASE II | 20INR0242 |  | JONES | SOLAR | WEST | 2025 | 0 | 0
1294 | ARGENTA SOLAR | 25INR0060 |  | BEE | SOLAR | SOUTH | 2026 | 0 | 0
1295 | ARMADILLO SOLAR | 21INR0421 |  | NAVARRO | SOLAR | NORTH | 2025 | 0 | 0
1296 | ARROYO SOLAR | 20INR0086 |  | CAMERON | SOLAR | COASTAL | 2025 | 0 | 0
1297 | ASH CREEK SOLAR | 21INR0379 |  | HILL | SOLAR | NORTH | 2025 | 0 | 0
1298 | AUSTIN BAYOU SOLAR | 25INR0102 |  | BRAZORIA | SOLAR | COASTAL | 2027 | 0 | 0
1299 | AZALEA SPRINGS SOLAR | 19INR0110 |  | ANGELINA | SOLAR | NORTH | 2025 | 0 | 0
1300 | BARRETT SOLAR | 24INR0477 |  | RAINS | SOLAR | NORTH | 2026 | 0 | 0
1301 | BIG ELM SOLAR | 21INR0353 |  | BELL | SOLAR | NORTH | 2024 | 0 | 0
1302 | BLEVINS SOLAR | 23INR0118 |  | FALLS | SOLAR | NORTH | 2025 | 0 | 0
1303 | BLUE BIRD SOLAR | 24INR0075 |  | JOHNSON | SOLAR | NORTH | 2025 | 0 | 0
1304 | BLUE SKY SOL | 22INR0455 |  | CROCKETT | SOLAR | WEST | 2025 | 0 | 0
1305 | BOTTOM GRASS SOLAR | 23INR0082 |  | COLORADO | SOLAR | SOUTH | 2026 | 0 | 0
1306 | BRASS FORK SOLAR | 22INR0270 |  | HASKELL | SOLAR | WEST | 2025 | 0 | 0
1307 | BUZIOS SOLAR | 24INR0399 |  | MOTLEY | SOLAR | PANHANDLE | 2026 | 0 | 0
1308 | CACHENA SOLAR | 23INR0027 |  | WILSON | SOLAR | SOUTH | 2027 | 0 | 0
1309 | CALICHE MOUND SOLAR | 23INR0056 |  | DEAF SMITH | SOLAR | PANHANDLE | 2025 | 0 | 0
1310 | CAMP CREEK SOLAR SLF | 23INR0385 |  | ROBERTSON | SOLAR | NORTH | 2024 | 0 | 0
1311 | CANTALOUPE SOLAR | 23INR0116 |  | REEVES | SOLAR | WEST | 2028 | 0 | 0
1312 | CAROL SOLAR | 21INR0274 |  | POTTER | SOLAR | PANHANDLE | 2025 | 0 | 0
1313 | CASCADE SOLAR | 23INR0091 |  | BRAZORIA | SOLAR | COASTAL | 2025 | 0 | 0
1314 | CASTRO SOLAR | 20INR0050 |  | CASTRO | SOLAR | PANHANDLE | 2026 | 0 | 0
1315 | CHARGER SOLAR | 23INR0047 |  | REFUGIO | SOLAR | COASTAL | 2025 | 0 | 0
1316 | CHILLINGHAM SOLAR | 23INR0070 |  | BELL | SOLAR | NORTH | 2024 | 0 | 0
1317 | CLUTCH CITY SOLAR | 22INR0279 |  | BRAZORIA | SOLAR | COASTAL | 2026 | 0 | 0
1318 | COMPADRE SOLAR | 24INR0023 |  | HILL | SOLAR | NORTH | 2024 | 0 | 0
1319 | CORAZON SOLAR PHASE II | 22INR0257 |  | WEBB | SOLAR | SOUTH | 2028 | 0 | 0
1320 | COTTONWOOD BAYOU SOLAR I | 19INR0134 |  | BRAZORIA | SOLAR | COASTAL | 2024 | 351.4 | 351.4
1321 | CRADLE SOLAR | 23INR0150 |  | BRAZORIA | SOLAR | COASTAL | 2025 | 0 | 0
1322 | CROWDED STAR SOLAR | 20INR0241 |  | JONES | SOLAR | WEST | 2025 | 0 | 0
1323 | CROWDED STAR SOLAR II | 22INR0274 |  | JONES | SOLAR | WEST | 2026 | 0 | 0
1324 | CUCHILLAS SOLAR | 24INR0059 |  | WEBB | SOLAR | SOUTH | 2026 | 0 | 0
1325 | DELILAH SOLAR 2 | 22INR0203 |  | LAMAR | SOLAR | NORTH | 2024 | 0 | 0
1326 | DESERT VINE SOLAR | 22INR0307 |  | ZAPATA | SOLAR | SOUTH | 2026 | 0 | 0
1327 | DEVILLE SOLAR | 22INR0262 |  | CALLAHAN | SOLAR | WEST | 2026 | 0 | 0
1328 | DIVER SOLAR | 25INR0105 |  | LIMESTONE | SOLAR | NORTH | 2026 | 0 | 0
1329 | DONEGAL SOLAR | 23INR0089 |  | DICKENS | SOLAR | PANHANDLE | 2024 | 0 | 0
1330 | DORADO SOLAR | 22INR0261 |  | CALLAHAN | SOLAR | WEST | 2025 | 0 | 0
1331 | DORI BQ SOLAR | 23INR0040 |  | HARRIS | SOLAR | HOUSTON | 2025 | 0 | 0
1332 | DOVE RUN SOLAR | 21INR0326 |  | DUVAL | SOLAR | SOUTH | 2026 | 0 | 0
1333 | DR SOLAR | 22INR0454 |  | CULBERSON | SOLAR | WEST | 2025 | 0 | 0
1334 | DRY CREEK SOLAR I | 23INR0286 |  | RUSK | SOLAR | NORTH | 2026 | 0 | 0
1335 | DUFFY SOLAR | 23INR0057 |  | MATAGORDA | SOLAR | COASTAL | 2026 | 0 | 0
1336 | EASTBELL MILAM SOLAR II | 24INR0208 |  | MILAM | SOLAR | SOUTH | 2024 | 0 | 0
1337 | EL PATRIMONIO SOLAR | 23INR0207 |  | BEXAR | SOLAR | SOUTH | 2026 | 0 | 0
1338 | ELDORA SOLAR | 24INR0337 |  | MATAGORDA | SOLAR | COASTAL | 2026 | 0 | 0
1339 | ELIZA SOLAR | 21INR0368 |  | KAUFMAN | SOLAR | NORTH | 2024 | 0 | 0
1340 | EQUINOX SOLAR 1 | 21INR0226 |  | STARR | SOLAR | SOUTH | 2028 | 0 | 0
1341 | ERATH COUNTY SOLAR | 23INR0202 |  | ERATH | SOLAR | NORTH | 2026 | 0 | 0
1342 | ERIKA SOLAR | 24INR0303 |  | KAUFMAN | SOLAR | NORTH | 2025 | 0 | 0
1343 | ERIN SOLAR | 23INR0058 |  | WHARTON | SOLAR | SOUTH | 2025 | 0 | 0
1344 | FAGUS SOLAR PARK (MISAE SOLAR II) | 20INR0091 |  | CHILDRESS | SOLAR | PANHANDLE | 2025 | 0 | 0
1345 | FEWELL SOLAR | 23INR0367 |  | LIMESTONE | SOLAR | NORTH | 2025 | 0 | 0
1346 | GAIA SOLAR | 24INR0141 |  | NAVARRO | SOLAR | NORTH | 2025 | 0 | 0
1347 | GALACTIC SOLAR | 23INR0144 |  | GRAYSON | SOLAR | NORTH | 2024 | 205.2 | 205.2
1348 | GARCITAS CREEK SOLAR | 23INR0223 |  | JACKSON | SOLAR | SOUTH | 2026 | 0 | 0
1349 | GLASGOW SOLAR | 24INR0206 |  | NAVARRO | SOLAR | NORTH | 2025 | 0 | 0
1350 | GP SOLAR | 23INR0045 |  | VAN ZANDT | SOLAR | NORTH | 2025 | 0 | 0
1351 | GRANDSLAM SOLAR | 21INR0391 |  | ATASCOSA | SOLAR | SOUTH | 2025 | 0 | 0
1352 | GRANSOLAR TEXAS ONE | 22INR0511 |  | MILAM | SOLAR | SOUTH | 2024 | 0 | 0
1353 | GREATER BRYANT G SOLAR | 23INR0300 |  | MIDLAND | SOLAR | WEST | 2025 | 0 | 0
1354 | GREEN HOLLY SOLAR | 21INR0021 |  | DAWSON | SOLAR | WEST | 2026 | 0 | 0
1355 | GREYHOUND SOLAR | 21INR0268 |  | ECTOR | SOLAR | WEST | 2025 | 0 | 0
1356 | GRIMES COUNTY SOLAR | 23INR0160 |  | GRIMES | SOLAR | NORTH | 2025 | 0 | 0
1357 | GULF STAR SOLAR SLF (G-STAR SOLAR) | 23INR0111 |  | WHARTON | SOLAR | SOUTH | 2024 | 0 | 0
1358 | HANSON SOLAR | 23INR0086 |  | COLEMAN | SOLAR | WEST | 2027 | 0 | 0
1359 | HIGH CHAP SOLAR | 25INR0068 |  | BRAZORIA | SOLAR | COASTAL | 2027 | 0 | 0
1360 | HIGH NOON SOLAR | 24INR0124 |  | HILL | SOLAR | NORTH | 2026 | 0 | 0
1361 | HONEYCOMB SOLAR | 22INR0559 |  | BEE | SOLAR | SOUTH | 2025 | 0 | 0
1362 | HORNET SOLAR | 23INR0021 |  | SWISHER | SOLAR | PANHANDLE | 2024 | 0 | 0
1363 | HOYTE SOLAR | 23INR0235 |  | MILAM | SOLAR | SOUTH | 2025 | 0 | 0
1364 | INDIGO SOLAR | 21INR0031 |  | FISHER | SOLAR | WEST | 2026 | 0 | 0
1365 | INERTIA SOLAR | 22INR0374 |  | HASKELL | SOLAR | WEST | 2027 | 0 | 0
1366 | ISAAC SOLAR | 25INR0232 |  | MATAGORDA | SOLAR | COASTAL | 2026 | 0 | 0
1367 | JACKALOPE SOLAR | 23INR0180 |  | SAN PATRICIO | SOLAR | COASTAL | 2024 | 0 | 0
1368 | JUNGMANN SOLAR | 22INR0356 |  | MILAM | SOLAR | SOUTH | 2024 | 0 | 0
1369 | LANGER SOLAR | 23INR0030 |  | BOSQUE | SOLAR | NORTH | 2027 | 0 | 0
1370 | LAVACA BAY SOLAR | 23INR0084 |  | MATAGORDA | SOLAR | COASTAL | 2024 | 0 | 0
1371 | LIMEWOOD SOLAR | 23INR0249 |  | BELL | SOLAR | NORTH | 2025 | 0 | 0
1372 | LONG POINT SOLAR | 19INR0042 |  | BRAZORIA | SOLAR | COASTAL | 2025 | 0 | 0
1373 | LUNIS CREEK SOLAR 1 | 21INR0344 |  | JACKSON | SOLAR | SOUTH | 2025 | 0 | 0
1374 | MALDIVES SOLAR (ALTERNATE POI) | 25INR0400 |  | SCURRY | SOLAR | WEST | 2027 | 0 | 0
1375 | MALEZA SOLAR | 21INR0220 |  | WHARTON | SOLAR | SOUTH | 2025 | 0 | 0
1376 | MARKUM SOLAR | 20INR0230 |  | MCLENNAN | SOLAR | NORTH | 2024 | 0 | 0
1377 | MATAGORDA SOLAR | 22INR0342 |  | MATAGORDA | SOLAR | COASTAL | 2025 | 0 | 0
1378 | MIDPOINT SOLAR | 24INR0139 |  | HILL | SOLAR | NORTH | 2025 | 0 | 0
1379 | MORROW LAKE SOLAR | 19INR0155 |  | FRIO | SOLAR | SOUTH | 2024 | 0 | 0
1380 | MRG GOODY SOLAR | 23INR0225 |  | LAMAR | SOLAR | NORTH | 2025 | 0 | 0
1381 | NABATOTO SOLAR NORTH | 21INR0428 |  | LEON | SOLAR | NORTH | 2026 | 0 | 0
1382 | NAZARETH SOLAR | 16INR0049 |  | CASTRO | SOLAR | PANHANDLE | 2025 | 0 | 0
1383 | NEPTUNE SOLAR | 21INR0499 |  | JACKSON | SOLAR | SOUTH | 2026 | 0 | 0
1384 | NIGHTFALL SOLAR | 21INR0334 |  | UVALDE | SOLAR | SOUTH | 2026 | 0 | 0
1385 | NORIA SOLAR DCC | 23INR0061 |  | NUECES | SOLAR | COASTAL | 2025 | 0 | 0
1386 | NORTON SOLAR | 19INR0035 |  | RUNNELS | SOLAR | WEST | 2025 | 0 | 0
1387 | OLD HICKORY SOLAR | 20INR0236 |  | JACKSON | SOLAR | SOUTH | 2025 | 0 | 0
1388 | ORIANA SOLAR | 24INR0093 |  | VICTORIA | SOLAR | SOUTH | 2025 | 0 | 0
1389 | OUTPOST SOLAR | 23INR0007 |  | WEBB | SOLAR | SOUTH | 2025 | 0 | 0
1390 | OYSTERCATCHER SOLAR | 21INR0362 |  | ELLIS | SOLAR | NORTH | 2026 | 0 | 0
1391 | PARLIAMENT SOLAR | 23INR0044 |  | WALLER | SOLAR | HOUSTON | 2024 | 0 | 0
1392 | PAYNE BATTLECREEK | 24INR0106 |  | HILL | SOLAR | NORTH | 2026 | 0 | 0
1393 | PEREGRINE SOLAR | 22INR0283 |  | GOLIAD | SOLAR | SOUTH | 2024 | 299.9 | 299.9
1394 | PINE FOREST SOLAR | 20INR0203 |  | HOPKINS | SOLAR | NORTH | 2025 | 0 | 0
1395 | PINK SOLAR | 22INR0281 |  | HUNT | SOLAR | NORTH | 2025 | 0 | 0
1396 | PINNINGTON SOLAR | 24INR0010 |  | JACK | SOLAR | NORTH | 2025 | 0 | 0
1397 | PORTSIDE ENERGY CENTER (SOLAR) SLF | 24INR0401 |  | VICTORIA | SOLAR | SOUTH | 2026 | 0 | 0
1398 | QUANTUM SOLAR | 21INR0207 |  | HASKELL | SOLAR | WEST | 2026 | 0 | 0
1399 | RED HOLLY SOLAR | 21INR0022 |  | DAWSON | SOLAR | WEST | 2026 | 0 | 0
1400 | REDONDA SOLAR | 23INR0162 |  | ZAPATA | SOLAR | SOUTH | 2026 | 0 | 0
1401 | RENEGADE PROJECT (DAWN SOLAR) | 20INR0255 |  | DEAF SMITH | SOLAR | PANHANDLE | 2025 | 0 | 0
1402 | ROCINANTE SOLAR | 23INR0231 |  | GONZALES | SOLAR | SOUTH | 2025 | 0 | 0
1403 | RODEO SOLAR | 19INR0103 |  | ANDREWS | SOLAR | WEST | 2026 | 0 | 0
1404 | SAMSON SOLAR 2 | 21INR0490 |  | LAMAR | SOLAR | NORTH | 2024 | 0 | 0
1405 | SANPAT SOLAR | 25INR0052 |  | SAN PATRICIO | SOLAR | COASTAL | 2025 | 0 | 0
1406 | SANPAT SOLAR II | 25INR0081 |  | SAN PATRICIO | SOLAR | COASTAL | 2025 | 0 | 0
1407 | SCHOOLHOUSE SOLAR | 22INR0211 |  | LEE | SOLAR | SOUTH | 2025 | 0 | 0
1408 | SECOND DIVISION SOLAR | 20INR0248 |  | BRAZORIA | SOLAR | COASTAL | 2024 | 0 | 0
1409 | SHAULA I SOLAR | 22INR0251 |  | DEWITT | SOLAR | SOUTH | 2025 | 0 | 0
1410 | SHAULA II SOLAR | 22INR0267 |  | DEWITT | SOLAR | SOUTH | 2026 | 0 | 0
1411 | SIGNAL SOLAR | 20INR0208 |  | HUNT | SOLAR | NORTH | 2025 | 0 | 0
1412 | SOLACE SOLAR | 23INR0031 |  | HASKELL | SOLAR | WEST | 2026 | 0 | 0
1413 | SP JAGUAR SOLAR | 24INR0038 |  | MCLENNAN | SOLAR | NORTH | 2026 | 0 | 0
1414 | SPACE CITY SOLAR | 21INR0341 |  | WHARTON | SOLAR | SOUTH | 2025 | 0 | 0
1415 | STARLING SOLAR | 23INR0035 |  | GONZALES | SOLAR | SOUTH | 2025 | 0 | 0
1416 | STARR SOLAR RANCH | 20INR0216 |  | STARR | SOLAR | SOUTH | 2024 | 0 | 0
1417 | STILLHOUSE SOLAR | 24INR0166 |  | BELL | SOLAR | NORTH | 2025 | 0 | 0
1418 | STONERIDGE SOLAR | 24INR0031 |  | MILAM | SOLAR | SOUTH | 2025 | 0 | 0
1419 | SUN CACTUS SOLAR | 25INR0109 |  | DUVAL | SOLAR | SOUTH | 2026 | 0 | 0
1420 | SWIFT AIR SOLAR | 24INR0421 |  | ECTOR | SOLAR | WEST | 2025 | 0 | 0
1421 | SYPERT BRANCH SOLAR PROJECT | 24INR0070 |  | MILAM | SOLAR | SOUTH | 2025 | 0 | 0
1422 | TALITHA SOLAR | 21INR0393 |  | JIM WELLS | SOLAR | SOUTH | 2025 | 0 | 0
1423 | TANGLEWOOD SOLAR | 23INR0054 |  | BRAZORIA | SOLAR | COASTAL | 2025 | 0 | 0
1424 | TEXAS BLUEBONNET SOLAR | 24INR0580 |  | MCLENNAN | SOLAR | NORTH | 2024 | 0 | 0
1425 | THREE W SOLAR | 25INR0055 |  | HILL | SOLAR | NORTH | 2026 | 0 | 0
1426 | TIERRA BONITA SOLAR | 21INR0424 |  | PECOS | SOLAR | WEST | 2024 | 0 | 0
1427 | TOKIO SOLAR | 23INR0349 |  | MCLENNAN | SOLAR | NORTH | 2025 | 0 | 0
1428 | TROJAN SOLAR | 23INR0296 |  | COOKE | SOLAR | NORTH | 2026 | 0 | 0
1429 | TRUE NORTH SOLAR | 23INR0114 |  | FALLS | SOLAR | NORTH | 2024 | 0 | 0
1430 | TULSITA SOLAR | 21INR0223 |  | GOLIAD | SOLAR | SOUTH | 2024 | 0 | 0
1431 | TYSON NICK SOLAR | 20INR0222 |  | LAMAR | SOLAR | NORTH | 2025 | 0 | 0
1432 | ULYSSES SOLAR | 21INR0253 |  | COKE | SOLAR | WEST | 2026 | 0 | 0
1433 | UMBRA (STOCKYARD) SOLAR | 23INR0155 |  | FRANKLIN | SOLAR | NORTH | 2026 | 0 | 0
1434 | VALHALLA SOLAR | 26INR0042 |  | BRAZORIA | SOLAR | COASTAL | 2026 | 0 | 0
1435 | VIKING SOLAR | 21INR0520 |  | SOMERVELL | SOLAR | NORTH | 2026 | 0 | 0
1436 | XE HERMES SOLAR | 23INR0344 |  | BELL | SOLAR | NORTH | 2025 | 0 | 0
1437 | XE MURAT SOLAR | 22INR0354 |  | HARRIS | SOLAR | HOUSTON | 2024 | 60.36 | 60.36
1438 | YAUPON SOLAR SLF | 24INR0042 |  | MILAM | SOLAR | SOUTH | 2025 | 0 | 0
1439 | ZEISSEL SOLAR | 24INR0258 |  | KNOX | SOLAR | WEST | 2028 | 0 | 0
1440 | Planned Capacity Total (Solar) | [6 empty] | 916.86 | 916.86
1441
1442 | Planned Storage Resources with Executed SGIA
1443 | AE-TELVIEW ESS (DGR) | 23INR0541 |  | FORT BEND | STORAGE | HOUSTON | 2024 | 10 | 10
1444 | AL PASTOR BESS | 24INR0273 |  | DAWSON | STORAGE | WEST | 2024 | 0 | 0
1445 | ALDRIN 138 BESS | 25INR0421 |  | BRAZORIA | STORAGE | COASTAL | 2025 | 0 | 0
1446 | AMADOR STORAGE | 24INR0472 |  | VAN ZANDT | STORAGE | NORTH | 2025 | 0 | 0
1447 | AMSTERDAM STORAGE | 22INR0417 |  | BRAZORIA | STORAGE | COASTAL | 2025 | 0 | 0
1448 | ANDROMEDA STORAGE SLF | 24INR0630 |  | SCURRY | STORAGE | WEST | 2024 | 0 | 0
1449 | ANGLETON BESS | 24INR0547 |  | BRAZORIA | STORAGE | COASTAL | 2024 | 0 | 0
1450 | ANOLE BESS | 23INR0299 |  | DALLAS | STORAGE | NORTH | 2025 | 0 | 0
1451 | ARGENTA STORAGE | 25INR0061 |  | BEE | STORAGE | SOUTH | 2026 | 0 | 0
1452 | ARROYO STORAGE SLF | 24INR0306 |  | CAMERON | STORAGE | COASTAL | 2025 | 0 | 0
1453 | BACKBONE CREEK BESS | 24INR0313 |  | BURNET | STORAGE | SOUTH | 2026 | 0 | 0
1454 | BERKMAN STORAGE | 24INR0395 |  | GALVESTON | STORAGE | HOUSTON | 2026 | 0 | 0
1455 | BIG ELM STORAGE | 23INR0469 |  | BELL | STORAGE | NORTH | 2025 | 0 | 0
1456 | BIRD DOG BESS | 22INR0467 |  | LIVE OAK | STORAGE | SOUTH | 2025 | 0 | 0
1457 | BLACK SPRINGS BESS | 24INR0315 |  | PALO PINTO | STORAGE | NORTH | 2025 | 0 | 0
1458 | BLEVINS STORAGE | 23INR0119 |  | FALLS | STORAGE | NORTH | 2025 | 0 | 0
1459 | BOCANOVA BESS | 25INR0467 |  | BRAZORIA | STORAGE | COASTAL | 2025 | 0 | 0
1460 | BORDERTOWN BESS | 23INR0354 |  | STARR | STORAGE | SOUTH | 2025 | 0 | 0
1461 | BOTTOM GRASS BESS | 23INR0083 |  | COLORADO | STORAGE | SOUTH | 2026 | 0 | 0
1462 | BRP ANTLIA BESS | 22INR0349 |  | VAL VERDE | STORAGE | WEST | 2024 | 0 | 0
1463 | BRP AVILA BESS | 23INR0287 |  | PECOS | STORAGE | WEST | 2025 | 0 | 0
1464 | BRP CACHI BESS | 22INR0388 |  | GUADALUPE | STORAGE | SOUTH | 2025 | 0 | 0
1465 | BRP CARINA BESS | 22INR0353 |  | NUECES | STORAGE | COASTAL | 2024 | 0 | 0
1466 | BRP CASTOR BESS | 23INR0358 |  | BRAZORIA | STORAGE | COASTAL | 2025 | 0 | 0
1467 | BRP DESNA BESS | 24INR0128 |  | BRAZORIA | STORAGE | COASTAL | 2025 | 0 | 0
1468 | BRP DICKENS BESS | 22INR0325 |  | DICKENS | STORAGE | PANHANDLE | 2024 | 200.8 | 200.8
1469 | BRP HYDRA BESS | 22INR0372 |  | PECOS | STORAGE | WEST | 2024 | 200.8 | 200.8
1470 | BRP PALEO BESS | 22INR0322 |  | HALE | STORAGE | PANHANDLE | 2024 | 200.8 | 200.8
1471 | BRP TORTOLAS BESS | 23INR0072 |  | BRAZORIA | STORAGE | COASTAL | 2024 | 50.3 | 50.3
1472 | BRP ZEYA BESS | 23INR0290 |  | GALVESTON | STORAGE | HOUSTON | 2025 | 0 | 0
1473 | BUFFLEHEAD BESS | 24INR0274 |  | COLLIN | STORAGE | NORTH | 2026 | 0 | 0
1474 | BURKSOL BESS (DONEGAL BESS) | 23INR0103 |  | DICKENS | STORAGE | PANHANDLE | 2025 | 0 | 0
1475 | BYPASS BATTERY STORAGE | 23INR0336 |  | FORT BEND | STORAGE | HOUSTON | 2025 | 0 | 0
1476 | CALLISTO II ENERGY CENTER | 22INR0558 |  | HARRIS | STORAGE | HOUSTON | 2025 | 0 | 0
1477 | CANTALOUPE STORAGE | 23INR0117 |  | REEVES | STORAGE | WEST | 2028 | 0 | 0
1478 | CAMP CREEK STORAGE SLF | 23INR0423 |  | ROBERTSON | STORAGE | NORTH | 2024 | 0 | 0
1479 | CARAMBOLA BESS (SMT MCALLEN II) | 24INR0436 |  | HIDALGO | STORAGE | SOUTH | 2026 | 0 | 0
1480 | CARTWHEEL BESS 1 | 23INR0494 |  | HOPKINS | STORAGE | NORTH | 2025 | 0 | 0
1481 | CANVASBACK BESS | 25INR0160 |  | CALHOUN | STORAGE | COASTAL | 2027 | 0 | 0
1482 | CENTURY BESS | 24INR0610 |  | TARRANT | STORAGE | NORTH | 2024 | 0 | 0
1483 | CHILLINGHAM STORAGE | 23INR0079 |  | BELL | STORAGE | NORTH | 2025 | 0 | 0
1484 | CISCO BESS (DGR) | 24INR0588 |  | EASTLAND | STORAGE | NORTH | 2024 | 9.9 | 9.9
1485 | CITADEL BESS | 24INR0147 |  | HARRIS | STORAGE | HOUSTON | 2024 | 0 | 0
1486 | CITRUS CITY BESS | 24INR0591 |  | HIDALGO | STORAGE | SOUTH | 2025 | 0 | 0
1487 | CITRUS FLATTS BESS | 24INR0294 |  | CAMERON | STORAGE | COASTAL | 2025 | 0 | 0
1488 | CITY BREEZE BESS | 25INR0271 |  | MATAGORDA | STORAGE | COASTAL | 2027 | 0 | 0
1489 | CONEFLOWER STORAGE PROJECT | 23INR0425 |  | CHAMBERS | STORAGE | HOUSTON | 2025 | 0 | 0
1490 | CONNOLLY STORAGE | 23INR0403 |  | WISE | STORAGE | NORTH | 2024 | 0 | 0
1491 | COTTONWOOD BAYOU STORAGE | 21INR0443 |  | BRAZORIA | STORAGE | COASTAL | 2025 | 0 | 0
1492 | CROSBY BESS | 24INR0546 |  | HARRIS | STORAGE | HOUSTON | 2024 | 0 | 0
1493 | CROWNED HERON BESS | 24INR0405 |  | FORT BEND | STORAGE | HOUSTON | 2024 | 0 | 0
1494 | DAMON STORAGE | 23INR0523 |  | BRAZORIA | STORAGE | COASTAL | 2024 | 0 | 0
1495 | DOGFISH BESS | 23INR0219 |  | PECOS | STORAGE | WEST | 2025 | 0 | 0
1496 | DESERT WILLOW BESS | 23INR0195 |  | ELLIS | STORAGE | NORTH | 2025 | 0 | 0
1497 | DESTINY STORAGE | 24INR0397 |  | HARRIS | STORAGE | HOUSTON | 2026 | 0 | 0
1498 | DORI BQ BESS | 24INR0196 |  | HARRIS | STORAGE | HOUSTON | 2025 | 0 | 0
1499 | ELDORA BESS | 24INR0338 |  | MATAGORDA | STORAGE | COASTAL | 2026 | 0 | 0
1500 | ELIZA STORAGE | 22INR0260 |  | KAUFMAN | STORAGE | NORTH | 2024 | 0 | 0
1501 | EVAL STORAGE | 22INR0401 |  | CAMERON | STORAGE | COASTAL | 2025 | 0 | 0
1502 | EVELYN BATTERY ENERGY STORAGE SYSTEM | 24INR0460 |  | GALVESTON | STORAGE | HOUSTON | 2025 | 0 | 0
1503 | FALFURRIAS BESS (DGR) | 23INR0620 |  | BROOKS | STORAGE | SOUTH | 2024 | 9.9 | 9.9
1504 | FERDINAND GRID BESS | 22INR0422 |  | BEXAR | STORAGE | SOUTH | 2026 | 0 | 0
1505 | FORT DUNCAN BESS | 23INR0350 |  | MAVERICK | STORAGE | SOUTH | 2025 | 0 | 0
1506 | FORT MASON BESS | 23INR0500 |  | MASON | STORAGE | SOUTH | 2024 | 0 | 0
1507 | GAIA STORAGE | 24INR0140 |  | NAVARRO | STORAGE | NORTH | 2025 | 0 | 0
1508 | GLASGOW STORAGE | 24INR0207 |  | NAVARRO | STORAGE | NORTH | 2025 | 0 | 0
1509 | GOLDENEYE BESS | 25INR0100 |  | BELL | STORAGE | NORTH | 2026 | 0 | 0
1510 | GREAT KISKADEE STORAGE | 23INR0166 |  | HIDALGO | STORAGE | SOUTH | 2024 | 0 | 0
1511 | GREEN HOLLY STORAGE | 21INR0029 |  | DAWSON | STORAGE | WEST | 2026 | 0 | 0
1512 | GRIZZLY RIDGE BESS (DGR) | 22INR0596 |  | HAMILTON | STORAGE | NORTH | 2023 | 9.9 | 9.9
1513 | GUAJILLO ENERGY STORAGE | 23INR0343 |  | WEBB | STORAGE | SOUTH | 2025 | 0 | 0
1514 | GUEVARA STORAGE | 22INR0555 |  | ROCKWALL | STORAGE | NORTH | 2025 | 0 | 0
1515 | GULF STAR STORAGE SLF | 23INR0460 |  | WHARTON | STORAGE | SOUTH | 2024 | 0 | 0
1516 | GUNNAR BESS | 24INR0491 |  | HIDALGO | STORAGE | SOUTH | 2025 | 0 | 0
1517 | HANSON STORAGE | 24INR0057 |  | COLEMAN | STORAGE | WEST | 2025 | 0 | 0
1518 | HEADCAMP | 23INR0401 |  | PECOS | STORAGE | WEST | 2025 | 0 | 0
1519 | HIDDEN LAKES BESS | 23INR0617 |  | GALVESTON | STORAGE | HOUSTON | 2025 | 0 | 0
1520 | HONEYCOMB STORAGE SLF | 23INR0392 |  | BEE | STORAGE | SOUTH | 2025 | 0 | 0
1521 | HUMMINGBIRD STORAGE | 22INR0327 |  | DENTON | STORAGE | NORTH | 2024 | 103.8 | 103.8
1522 | IEP DAMON BESS (DGR) | 23INR0603 |  | BRAZORIA | STORAGE | COASTAL | 2024 | 0 | 0
1523 | IEP ORCHARD BESS | 23INR0556 |  | FORT BEND | STORAGE | HOUSTON | 2024 | 0 | 0
1524 | INERTIA BESS 2 | 22INR0375 |  | HASKELL | STORAGE | WEST | 2027 | 0 | 0
1525 | IRON BELT ENERGY STORAGE | 25INR0208 |  | BORDEN | STORAGE | WEST | 2025 | 0 | 0
1526 | JADE STORAGE SLF | 24INR0629 |  | SCURRY | STORAGE | WEST | 2024 | 0 | 0
1527 | LARKSPUR ENERGY STORAGE | 23INR0340 |  | UPTON | STORAGE | WEST | 2026 | 0 | 0
1528 | LAURELES BESS (DGR) | 23INR0499 |  | CAMERON | STORAGE | COASTAL | 2024 | 0 | 0
1529 | LEAKEY BESS (DGR) | 23INR0548 |  | REAL | STORAGE | SOUTH | 2024 | 0 | 0
1530 | LIGGETT SWITCH BESS | 24INR0660 |  | DALLAS | STORAGE | NORTH | 2025 | 0 | 0
1531 | LIMEWOOD STORAGE | 23INR0248 |  | BELL | STORAGE | NORTH | 2028 | 0 | 0
1532 | LIMOUSIN OAK STORAGE | 22INR0338 |  | GRIMES | STORAGE | NORTH | 2024 | 100 | 100
1533 | LONG POINT STORAGE | 21INR0444 |  | BRAZORIA | STORAGE | COASTAL | 2025 | 0 | 0
1534 | LONGBOW BESS | 25INR0328 |  | BRAZORIA | STORAGE | COASTAL | 2024 | 0 | 0
1535 | LOWER RIO BESS | 22INR0468 |  | HIDALGO | STORAGE | SOUTH | 2025 | 0 | 0
1536 | LUCKY BLUFF BESS | 24INR0295 |  | ERATH | STORAGE | NORTH | 2025 | 0 | 0
1537 | LUMBERJACK STORAGE | 23INR0324 |  | CHEROKEE | STORAGE | NORTH | 2026 | 0 | 0
1538 | MAYBERRY II BESS | 23INR0807 |  | HIDALGO | STORAGE | SOUTH | 2024 | 0 | 0
1539 | MEDINA CITY BESS (DGR) | 24INR0502 |  | BANDERA | STORAGE | SOUTH | 2024 | 0 | 0
1540 | MEDINA LAKE BESS (DGR) | 24INR0499 |  | BANDERA | STORAGE | SOUTH | 2024 | 0 | 0
1541 | MIDPOINT STORAGE | 24INR0138 |  | HILL | STORAGE | NORTH | 2025 | 0 | 0
1542 | MILTON BESS (DGR) | 23INR0552 |  | KARNES | STORAGE | SOUTH | 2025 | 0 | 0
1543 | MUENSTER BESS | 22INR0590 |  | COOKE | STORAGE | NORTH | 2024 | 0 | 0
1544 | MUSTANG BAYOU BESS | 24INR0599 |  | BRAZORIA | STORAGE | COASTAL | 2024 | 0 | 0
1545 | NEW JUNCTION BESS | 23INR0619 |  | KIMBLE | STORAGE | SOUTH | 2025 | 0 | 0
1546 | NORIA STORAGE | 23INR0062 |  | NUECES | STORAGE | COASTAL | 2025 | 0 | 0
1547 | ORIANA BESS | 24INR0109 |  | VICTORIA | STORAGE | SOUTH | 2026 | 0 | 0
1548 | PADUA GRID BESS | 22INR0368 |  | BEXAR | STORAGE | SOUTH | 2024 | 0 | 0
1549 | PAVLOV BESS (DGR) | 24INR0615 |  | MATAGORDA | STORAGE | COASTAL | 2024 | 0 | 0
1550 | PICADILLO BESS | 24INR0275 |  | MARTIN | STORAGE | WEST | 2026 | 0 | 0
1551 | PINE FOREST BESS | 22INR0526 |  | HOPKINS | STORAGE | NORTH | 2025 | 0 | 0
1552 | PINTAIL PASS BESS | 24INR0302 |  | SAN PATRICIO | STORAGE | COASTAL | 2025 | 0 | 0
1553 | PLATINUM STORAGE | 22INR0554 |  | FANNIN | STORAGE | NORTH | 2025 | 0 | 0
1554 | PORTSIDE ENERGY CENTER (BESS) SLF | 24INR0403 |  | VICTORIA | STORAGE | SOUTH | 2026 | 0 | 0
1555 | PROJECT LYNX BESS | 25INR0329 |  | NUECES | STORAGE | COASTAL | 2026 | 0 | 0
1556 | RAMSEY STORAGE | 21INR0505 |  | WHARTON | STORAGE | SOUTH | 2025 | 0 | 0
1557 | RED EGRET BESS | 24INR0281 |  | GALVESTON | STORAGE | HOUSTON | 2025 | 0 | 0
1558 | RED HOLLY STORAGE | 21INR0033 |  | DAWSON | STORAGE | WEST | 2026 | 0 | 0
1559 | REGIS GREGORY | 23INR0539 |  | SAN PATRICIO | STORAGE | COASTAL | 2024 | 9.9 | 9.9
1560 | REGIS MOORE FIELD BESS | 23INR0498 |  | HIDALGO | STORAGE | SOUTH | 2024 | 9.8 | 9.8
1561 | REGIS PALACIOS BESS | 22INR0602 |  | MATAGORDA | STORAGE | COASTAL | 2024 | 9.9 | 9.9
1562 | RIO GRANDE CITY BESS 2 | 24INR0592 |  | STARR | STORAGE | SOUTH | 2025 | 0 | 0
1563 | ROCINANTE BESS | 23INR0232 |  | GONZALES | STORAGE | SOUTH | 2025 | 0 | 0
1564 | ROGERS DRAW BESS | 24INR0514 |  | GILLESPIE | STORAGE | SOUTH | 2025 | 0 | 0
1565 | RUSSEK STREET BESS (DGR) | 24INR0614 |  | REAGAN | STORAGE | WEST | 2024 | 9.9 | 9.9
1566 | RYAN ENERGY STORAGE | 20INR0246 |  | CORYELL | STORAGE | NORTH | 2024 | 0 | 0
1567 | SANDLAKE BESS | 24INR0688 |  | REEVES | STORAGE | WEST | 2024 | 0 | 0
1568 | SEVEN FLAGS BESS | 23INR0351 |  | WEBB | STORAGE | SOUTH | 2025 | 0 | 0
1569 | SHAMROCK ENERGY STORAGE (SLF) | 24INR0568 |  | CROCKETT | STORAGE | WEST | 2025 | 0 | 0
1570 | SHEEP CREEK STORAGE | 24INR0100 |  | CALLAHAN | STORAGE | WEST | 2024 | 135.1 | 135.1
1571 | SHEPARD ENERGY STORAGE | 25INR0262 |  | GALVESTON | STORAGE | HOUSTON | 2025 | 0 | 0
1572 | SMT IRONMAN BESS | 24INR0265 |  | BRAZORIA | STORAGE | COASTAL | 2025 | 0 | 0
1573 | SODA LAKE BESS 1 | 23INR0501 |  | CRANE | STORAGE | WEST | 2025 | 0 | 0
1574 | SOHO BESS | 23INR0419 |  | BRAZORIA | STORAGE | COASTAL | 2025 | 0 | 0
1575 | SOHO II BESS | 25INR0162 |  | BRAZORIA | STORAGE | COASTAL | 2025 | 0 | 0
1576 | SOPORTAR ESS | 23INR0381 |  | BEXAR | STORAGE | SOUTH | 2025 | 0 | 0
1577 | SOSA STORAGE | 25INR0131 |  | MADISON | STORAGE | NORTH | 2026 | 0 | 0
1578 | SOWERS STORAGE | 22INR0552 |  | KAUFMAN | STORAGE | NORTH | 2025 | 0 | 0
1579 | SP JAGUAR BESS | 24INR0039 |  | MCLENNAN | STORAGE | NORTH | 2025 | 0 | 0
1580 | SPENCER BESS | 24INR0545 |  | HARRIS | STORAGE | HOUSTON | 2024 | 0 | 0
1581 | STOCKYARD GRID BATT | 21INR0492 |  | TARRANT | STORAGE | NORTH | 2025 | 0 | 0
1582 | STONERIDGE BESS | 25INR0389 |  | MILAM | STORAGE | SOUTH | 2025 | 0 | 0
1583 | TALITHA BESS | 23INR0331 |  | JIM WELLS | STORAGE | SOUTH | 2025 | 0 | 0
1584 | TANZANITE STORAGE | 22INR0549 |  | HENDERSON | STORAGE | NORTH | 2024 | 0 | 0
1585 | THIRD COAST BESS | 23INR0361 |  | JACKSON | STORAGE | SOUTH | 2025 | 0 | 0
1586 | TIDWELL PRAIRIE STORAGE 1 | 21INR0517 |  | ROBERTSON | STORAGE | NORTH | 2025 | 0 | 0
1587 | TIERRA SECA BESS | 23INR0364 |  | VAL VERDE | STORAGE | WEST | 2025 | 0 | 0
1588 | TORRECILLAS BESS | 23INR0529 |  | WEBB | STORAGE | SOUTH | 2024 | 0 | 0
1589 | TWO BROTHERS BATTERY ENERGY STORAGE SYSTEM | 24INR0425 |  | VICTORIA | STORAGE | SOUTH | 2026 | 0 | 0
1590 | TWO FORKS BESS | 24INR0198 |  | COOKE | STORAGE | NORTH | 2027 | 0 | 0
1591 | UMBRA (STOCKYARD) BESS | 23INR0156 |  | FRANKLIN | STORAGE | NORTH | 2026 | 0 | 0
1592 | UTOPIA BESS (DGR) | 24INR0501 |  | BANDERA | STORAGE | SOUTH | 2024 | 0 | 0
1593 | WALSTROM BESS | 22INR0540 |  | AUSTIN | STORAGE | SOUTH | 2025 | 0 | 0
1594 | WEIL TRACT BESS | 23INR0569 |  | NUECES | STORAGE | COASTAL | 2024 | 9.9 | 9.9
1595 | WIGEON WHISTLE BESS | 24INR0312 |  | COLLIN | STORAGE | NORTH | 2024 | 0 | 0
1596 | WIZARD BESS | 25INR0300 |  | GALVESTON | STORAGE | HOUSTON | 2025 | 0 | 0
1597 | XE HERMES STORAGE | 24INR0365 |  | BELL | STORAGE | NORTH | 2025 | 0 | 0
1598 | XE MURAT STORAGE | 24INR0329 |  | HARRIS | STORAGE | HOUSTON | 2024 | 0 | 0
1599 | YAUPON STORAGE SLF | 24INR0169 |  | MILAM | STORAGE | SOUTH | 2025 | 0 | 0
1600 | ZEISSEL STORAGE SLF | 24INR0259 |  | KNOX | STORAGE | WEST | 2028 | 0 | 0
1601 | SMALL GENERATORS WITH SIGNED IAs AND 'MODEL READY DATES' PENDING * |  | PLANNED_SMALL_GEN_NO_MRD |  | STORAGE |  |  | 9.9 | 9.9
1602 | Planned Capacity Total (Storage) | [6 empty] | 1090.6 | 1090.6
1603
1604 | Inactive Planned Resources
1605 | AGATE SOLAR | 20INR0023 |  | ELLIS | SOLAR | NORTH | 2020 | 60 | 60
1606 | HART WIND | 16INR0033 |  | CASTRO | WIND-P | PANHANDLE | 2026 | 0 | 0
1607 | HALYARD WHARTON ENERGY CENTER | 16INR0044 |  | WHARTON | GAS-GT | SOUTH | 2021 | 484 | 484
1608 | KONTIKI 1 WIND (ERIK) | 19INR0099a |  | GLASSCOCK | WIND-O | WEST | 2023 | 250.1 | 250.1
1609 | KONTIKI 2 WIND (ERNEST) | 19INR0099b |  | GLASSCOCK | WIND-O | WEST | 2023 | 250.1 | 250.1
1610 | MARIAH DEL ESTE | 13INR0010a |  | PARMER | WIND-P | PANHANDLE | 2020 | 152.5 | 152.5
1611 | MIRAGE CTG 1 | 17INR0022 |  | HARRIS | GAS-GT | HOUSTON | 2023 | 11 | 11
1612 | NORTHDRAW WIND | 13INR0025 |  | RANDALL | WIND-P | PANHANDLE | 2020 | 150 | 150
1613 | RUETER SOLAR | 20INR0202 |  | BOSQUE | SOLAR | NORTH | 2025 | 0 | 0
1614 | SODA LAKE SOLAR 1 SLF | 20INR0143 |  | CRANE | SOLAR | WEST | 2024 | 203 | 203
1615 | SODA LAKE SOLAR 2 SLF | 23INR0080 |  | CRANE | SOLAR | WEST | 2023 | 202.6 | 202.6
1616 | SPINEL SOLAR | 20INR0025 |  | MEDINA | SOLAR | SOUTH | 2024 | 0 | 0
1617 | Inactive Planned Capacity Total | [6 empty] | 1763.3 | 1763.3
1618
1619 | Seasonal Mothballed Resources
1620 | POWERLANE PLANT STG 1 (AS OF 10/1/2022, AVAILABLE 6/1 THROUGH 9/30) |  | STEAM1A_STEAM_1 | HUNT | GAS-ST | NORTH | 1966 | 18.75 | 17.5
1621 | SPENCER STG U4 (AS OF 10/24/2022, AVAILABLE 4/2 THROUGH 11/30) |  | SPNCER_SPNCE_4 | DENTON | GAS-ST | NORTH | 1966 | 61 | 57
1622 | SPENCER STG U5 (AS OF 10/24/2022, AVAILABLE 4/2 THROUGH 11/30) |  | SPNCER_SPNCE_5 | DENTON | GAS-ST | NORTH | 1973 | 65 | 61
1623 | Total Seasonal Mothballed Capacity | [6 empty] | 144.75 | 135.5
1624
1625 | Mothballed Resources
1626 | BRANDON (LP&L) (DGR) (INDEFINITE MOTHBALL AS OF 10/2/2023) |  | BRANDON_UNIT1 | LUBBOCK | GAS-GT | PANHANDLE | 2021 | 25 | 20
1627 | CALENERGY-FALCON SEABOARD STG 3 (INDEFINITE MOTHBALL AS OF 7/8/22, DUE TO FORCED OUTAGE) |  | FLCNS_UNIT3 | HOWARD | GAS-CC | WEST | 1988 | 62 | 62
1628 | R MASSENGALE CTG 1 (LP&L) (INDEFINITE MOTHBALL AS OF 10/2/2023) |  | MASSENGL_G6 | LUBBOCK | GAS-CC | PANHANDLE | 2021 | 20 | 18
1629 | R MASSENGALE CTG 2 (LP&L) (INDEFINITE MOTHBALL AS OF 10/2/2023) |  | MASSENGL_G7 | LUBBOCK | GAS-CC | PANHANDLE | 2021 | 20 | 18
1630 | R MASSENGALE STG (LP&L) (INDEFINITE MOTHBALL AS OF 10/2/2023) |  | MASSENGL_G8 | LUBBOCK | GAS-CC | PANHANDLE | 2021 | 58.9 | 38
1631 | RAY OLINGER STG 1 (INDEFINITE MOTHBALL AS OF 4/5/22) |  | OLINGR_OLING_1 | COLLIN | GAS-ST | NORTH | 1967 | 78 | 78
1632 | TEXAS BIG SPRING WIND B (INDEFINITE MOTHBALL STATUS AS ON 1/1/24) |  | SGMTN_SIGNALM2 | HOWARD | WIND-O | WEST | 1999 | 6.6 | 6.6
1633 | TOS BATTERY STORAGE (DGR) |  | TOSBATT_UNIT1 | HOWARD | STORAGE | WEST | 2017 | 2 | 2
1634 | TY COOKE CTG 1 (LP&L) (INDEFINITE MOTHBALL AS OF 10/2/2023) |  | TY_COOKE_GT2 | LUBBOCK | GAS-GT | PANHANDLE | 2021 | 18.7 | 14
1635 | TY COOKE CTG 2 (LP&L) (INDEFINITE MOTHBALL AS OF 10/2/2023) |  | TY_COOKE_GT3 | LUBBOCK | GAS-GT | PANHANDLE | 2021 | 26.6 | 17
1636 | WICHITA FALLS STG 4 (INDEFINITE MOTHBALL STATUS AS ON 11/1/23) |  | WFCOGEN_UNIT4 | WICHITA | GAS-CC | WEST | 1987 | 20 | 17
1637 | Total Mothballed Capacity | [6 empty] | 337.8 | 290.6
1638
1639 | Retiring Resources Unavailable to ERCOT (since last CDR/MORA)
1640 | Total Retiring Capacity | [6 empty] | 0 | 0
Capacity changes due to planned repower/upgrade projects are reflected in the operational units' ratings upon receipt and ERCOT approval of updated resource registration system information. Interconnection requests for existing resources that involve MW capacity changes are indicated with a code in the “Generation Interconnection Project Code” column.
For battery storage ("Energy Storage Resources"), the contribution expected for the peak load hours of the month is based on the amount of battery storage energy assumed to be available for dispatch, accounting for hourly average High Sustained Limits and State of Charge for the ESR fleet.
The capacities of planned projects that have been approved for Initial Synchronization at the time of report creation are assumed to be available for the season regardless of their projected Commercial Operations Dates.
Planned projects for which maximum seasonal sustained capacity ratings have been provided are used in lieu of capacities entered into the online Resource Integration and Ongoing Operations - Interconnection Services (RIOO-IS) system.
Installed capacity ratings are based on the maximum power that a generating unit can produce during normal sustained operating conditions as specified by the equipment manufacturer. These ratings reflect the latest information in the Resource Integration and Ongoing Operations - Reources Services (RIOO-RS) system.
Note on J448: Extended outage: McQueeny unit was placed on an extended outage on March 2023, which is expected to end in Summer 2025.

## Historical Comparisons (hidden)
Prior Month Forecast vs. Actual, [Month]
Hour-Ending 5 PM
| [Month] Forecast | [Actual] Actual | Difference
Demand
Total Resources
Thermal
Wind
Solar
Energy Storage
Other
CAFOR
Hour-Ending 9 PM
| [Month] Forecast | [Actual] Actual | Difference
Demand
Total Resources
Thermal
Wind
Solar
Energy Storage
Other
CAFOR
Monthly Year on Year

## PRRM Percentile Results
Probabilistic Reserve Risk Model (PRRM) Percentile Results
Gross Demand by Hour, MW (Prior to any Load Resource deployments)
| Percentiles | 1 | 2 | 3 | 4 | 5 | 6 | 7 | 8 | 9 | 10 | 11 | 12 | 13 | 14 | 15 | 16 | 17 | 18 | 19 | 20 | 21 | 22 | 23 | 24
| 0% | 51922.629 | 48723.9442 | 46984.9848 | 45900.8178 | 45573.9486 | 46460.6312 | 48015.0088 | 49196.1512 | 52202.1965 | 56211.0686 | 60340.6221 | 64164.0283 | 67637.8279 | 70640.9821 | 72395.9808 | 73043.0753 | 74143.5936 | 73482.0069 | 73076.2243 | 71754.2637 | 70256.9844 | 68005.8344 | 63654.3249 | 59099.1577
| 10% | 55937.2703 | 52491.2642 | 50617.849 | 49449.8546 | 49097.7119 | 50052.9526 | 51727.5142 | 52999.9822 | 56238.4539 | 60557.2907 | 65006.14 | 69125.1708 | 72867.5634 | 76102.9206 | 77993.6153 | 78690.7429 | 79876.353 | 79163.6126 | 78726.4549 | 77302.2808 | 75689.2324 | 73264.0241 | 68576.0573 | 63668.6859
| 20% | 56508.7502 | 53027.5382 | 51134.9833 | 49955.0562 | 49599.3158 | 50564.3156 | 52255.9853 | 53541.4534 | 56813.0108 | 61175.9707 | 65670.2714 | 69831.384 | 73612.0106 | 76880.4216 | 78790.4325 | 79494.6823 | 80692.405 | 79972.383 | 79530.7591 | 78092.035 | 76462.507 | 74012.5217 | 69276.6605 | 64319.1533
| 30% | 56930.7369 | 53423.5285 | 51516.8407 | 50328.1023 | 49969.7054 | 50941.9115 | 52646.2139 | 53941.2814 | 57237.2696 | 61632.8106 | 66160.6731 | 70352.8593 | 74161.7183 | 77454.5366 | 79378.8107 | 80088.3196 | 81294.9865 | 80569.5876 | 80124.6658 | 78675.1979 | 77033.5011 | 74565.2202 | 69793.9934 | 64799.4653
| 40% | 57299.4057 | 53769.4855 | 51850.4505 | 50654.0141 | 50293.2963 | 51271.7982 | 52987.1372 | 54290.5913 | 57607.9234 | 62031.9288 | 66589.1125 | 70808.4463 | 74641.9704 | 77956.1122 | 79892.8474 | 80606.9509 | 81821.4319 | 81091.3355 | 80643.5325 | 79184.6782 | 77532.3502 | 75048.0854 | 70245.9613 | 65219.0899
| 50% | 57657.8056 | 54105.8062 | 52174.7679 | 50970.8481 | 50607.874 | 51592.4962 | 53318.5645 | 54630.1715 | 57968.2531 | 62419.93 | 67005.6183 | 71251.3434 | 75108.8458 | 78443.717 | 80392.5662 | 81111.1363 | 82333.2137 | 81598.5507 | 81147.9468 | 79679.9675 | 78017.3044 | 75517.5009 | 70685.3402 | 65627.0264
| 60% | 58028.9035 | 54454.0427 | 52510.5758 | 51298.9073 | 50933.597 | 51924.5565 | 53661.7341 | 54981.7829 | 58341.3491 | 62821.6779 | 67436.8807 | 71709.9322 | 75592.2622 | 78948.5974 | 80909.9898 | 81633.1848 | 82863.1278 | 82123.7363 | 81670.2322 | 80192.8047 | 78519.4403 | 76003.5475 | 71140.286 | 66049.4159
| 70% | 58403.8847 | 54805.9233 | 52849.8977 | 51630.3994 | 51262.7286 | 52260.0916 | 54008.4948 | 55337.0737 | 58718.3493 | 63227.6299 | 67872.656 | 72173.3199 | 76080.7374 | 79458.7611 | 81432.828 | 82160.6963 | 83398.587 | 82654.4176 | 82197.983 | 80711.0084 | 79026.8308 | 76494.6804 | 71599.9926 | 66476.2254
| 80% | 58833.6013 | 55209.1672 | 53238.7499 | 52010.2789 | 51639.9029 | 52644.6041 | 54405.8715 | 55744.2256 | 59150.3796 | 63692.838 | 68372.0407 | 72704.3474 | 76640.5144 | 80043.3925 | 82031.984 | 82765.2076 | 84012.2064 | 83262.5617 | 82802.7687 | 81304.8535 | 79608.2843 | 77057.5031 | 72126.8018 | 66965.3356
| 90% | 59441.7437 | 55779.8451 | 53789.0603 | 52547.891 | 52173.6865 | 53188.773 | 54968.246 | 56320.4342 | 59761.7964 | 64351.2086 | 69078.7786 | 73455.8668 | 77432.7206 | 80870.7731 | 82879.9199 | 83620.7227 | 84880.6112 | 84123.2177 | 83658.672 | 82145.2733 | 80431.1673 | 77854.0196 | 72872.3513 | 67657.5329
| 100% | 61039.3265 | 57279.0091 | 55234.719 | 53960.1915 | 53575.9298 | 54618.2982 | 56445.5971 | 57834.1273 | 61367.9811 | 66080.7404 | 70935.3706 | 75430.0995 | 79513.837 | 83044.2921 | 85107.4376 | 85868.1505 | 87161.9004 | 86384.1508 | 85907.1198 | 84353.0463 | 82592.8712 | 79946.459 | 74830.9012 | 69475.927
Solar Generation by Hour, MW
| Percentiles | 7 | 8 | 9 | 10 | 11 | 12 | 13 | 14 | 15 | 16 | 17 | 18 | 19 | 20 | 21
| 0% | 0 | 86.4931 | 2452.8447 | 6173.8358 | 8900.3084 | 12016.2171 | 13067.9108 | 12640.1124 | 11880.4629 | 11292.7479 | 10827.1612 | 9790.55 | 8374.7057 | 2067.0313 | 5.6938e-06
| 10% | 6.9994e-06 | 993.1963 | 7183.3409 | 13902.095 | 17285.4002 | 18827.2122 | 18963.0729 | 18673.0574 | 17961.7054 | 17090.851 | 16075.9341 | 14480.9762 | 11330.0051 | 2976.2963 | 0.012718
| 20% | 8.6137e-05 | 1279.1701 | 8280.5226 | 15120.6551 | 18258.0099 | 19586.7641 | 19653.9168 | 19382.6076 | 18787.5857 | 17976.3812 | 16994.4899 | 15345.2025 | 11939.8526 | 3366.4359 | 0.039767
| 30% | 0.00063261 | 1511.218 | 8968.7828 | 15900.0426 | 18891.7501 | 20068.7488 | 20082.9827 | 19828.108 | 19275.7508 | 18539.4192 | 17570.2908 | 15876.4279 | 12326.1084 | 3686.9414 | 0.089296
| 40% | 0.0031523 | 1704.744 | 9513.5769 | 16505.9606 | 19315.2417 | 20441.4502 | 20441.5149 | 20195.5545 | 19666.4963 | 18943.8185 | 18002.3613 | 16272.6352 | 12603.0784 | 3952.134 | 0.18668
| 50% | 0.012109 | 1898.8701 | 9953.481 | 17013.7937 | 19700.4655 | 20760.6054 | 20734.046 | 20510.8971 | 19999.5042 | 19295.2766 | 18351.796 | 16626.5333 | 12842.3734 | 4188.8786 | 0.38648
| 60% | 0.03991 | 2103.5157 | 10382.7966 | 17474.3248 | 20062.1089 | 21044.2308 | 20989.0077 | 20778.725 | 20290.3468 | 19629.2506 | 18680.2829 | 16946.318 | 13076.4766 | 4395.6845 | 0.85138
| 70% | 0.11694 | 2339.0865 | 10798.6554 | 17950.7049 | 20400.8686 | 21320.042 | 21244.2183 | 21032.4739 | 20572.6888 | 19953.117 | 19017.1023 | 17260.9299 | 13292.0466 | 4585.3423 | 2.0127
| 80% | 0.31029 | 2634.3934 | 11253.4115 | 18445.2647 | 20757.8725 | 21613.8549 | 21522.7599 | 21312.1088 | 20875.7146 | 20276.3989 | 19342.968 | 17589.473 | 13526.2828 | 4762.3694 | 5.6307
| 90% | 0.82981 | 3070.1154 | 11789.9495 | 19023.7077 | 21221.0827 | 21960.8779 | 21855.1609 | 21652.3858 | 21249.0568 | 20672.2553 | 19749.9534 | 17976.1187 | 13802.5993 | 4959.6368 | 22.2284
| 100% | 4.0565 | 5037.5729 | 13246.4907 | 20602.103 | 22281.4707 | 22656.5838 | 22748.153 | 22390.6988 | 22099.1655 | 21642.8587 | 20560.5521 | 18971.8521 | 14511.2753 | 5454.5307 | 415.2957
Wind Generation by Hour, MW
| Percentiles | 1 | 2 | 3 | 4 | 5 | 6 | 7 | 8 | 9 | 10 | 11 | 12 | 13 | 14 | 15 | 16 | 17 | 18 | 19 | 20 | 21 | 22 | 23 | 24
| 0% | 1170.3227 | 1182.6461 | 899.0003 | 596.192 | 274.3786 | 193.1265 | 216.7037 | 107.3306 | 79.1491 | 97.1696 | 92.5339 | 45.9137 | 57.9622 | 101.2697 | 322.2035 | 484.2269 | 666.3893 | 1008.7327 | 1339.3866 | 1403.7321 | 2281.3534 | 2309.9759 | 1939.9488 | 1471.6266
| 10% | 4662.9964 | 4426.5823 | 3800.9936 | 3292.8996 | 2695.2864 | 2281.0084 | 1997.5967 | 2164.1253 | 1940.4339 | 1896.481 | 1665.4549 | 1428.442 | 1611.158 | 1957.0758 | 2474.7636 | 2996.1237 | 3711.6207 | 4484.8569 | 5191.9067 | 6062.7734 | 4905.3537 | 5681.196 | 5739.0247 | 5494.154
| 20% | 7664.656 | 7423.993 | 6670.763 | 5960.1933 | 5157.2351 | 4403.4841 | 3953.8848 | 3548.5653 | 3248.5773 | 3239.0032 | 2902.2302 | 2567.1214 | 2798.383 | 3233.6415 | 3819.1368 | 4382.2253 | 5283.1765 | 6125.0098 | 6854.5841 | 7845.443 | 6676.5121 | 8551.1292 | 8896.4016 | 8838.746
| 30% | 10068.8036 | 10021.7093 | 9235.3206 | 8604.1267 | 7740.2303 | 7048.71 | 6342.2916 | 4892.0438 | 4507.7442 | 4537.421 | 4080.6276 | 3681.7187 | 3960.2705 | 4399.4947 | 5048.7907 | 5637.9267 | 6599.3291 | 7539.9491 | 8301.3639 | 9255.034 | 9179.0816 | 10548.8781 | 11075.6033 | 11171.688
| 40% | 12440.33 | 12387.5343 | 11664.6403 | 11031.4702 | 10186.7656 | 9450.1308 | 8578.2498 | 6195.3981 | 5792.2974 | 5893.6249 | 5337.83 | 4825.7835 | 5127.0129 | 5594.5188 | 6184.9027 | 6742.1091 | 7830.3539 | 8802.1488 | 9649.4841 | 10569.4009 | 10860.0257 | 12387.0158 | 13123.0954 | 13463.5421
| 50% | 14678.6166 | 14703.3353 | 14099.4395 | 13522.8478 | 12732.6678 | 11981.6708 | 10929.126 | 7638.2533 | 7278.7903 | 7362.8225 | 6656.3269 | 6141.2581 | 6465.1891 | 6857.3134 | 7482.33 | 8025.1825 | 9116.8679 | 10123.9038 | 10993.849 | 11903.8702 | 12492.5245 | 14294.8942 | 15287.7526 | 15712.0439
| 60% | 17075.5463 | 17188.0038 | 16596.2068 | 16045.1096 | 15252.8865 | 14484.4235 | 13398.5579 | 9215.1504 | 9005.2217 | 9105.8589 | 8303.229 | 7683.5454 | 8028.9589 | 8331.9984 | 8881.6964 | 9407.4896 | 10599.7254 | 11683.3809 | 12479.5931 | 13396.5862 | 14262.443 | 16244.5867 | 17318.2193 | 17958.6142
| 70% | 19442.5961 | 19670.2186 | 19141.1441 | 18697.6469 | 17953.8167 | 17196.8017 | 16013.3299 | 11115.7972 | 10908.2905 | 11321.5415 | 10356.1864 | 9528.8223 | 9930.8355 | 10122.2015 | 10594.1105 | 11045.6789 | 12298.5883 | 13393.5545 | 14214.7065 | 15135.0779 | 16180.9268 | 18240.8784 | 19447.1069 | 20157.9258
| 80% | 21945.0612 | 22296.9527 | 21820.3948 | 21464.4307 | 20795.9543 | 20200.0215 | 19075.7942 | 13676.8729 | 13622.7217 | 13999.0596 | 12882.8327 | 11982.0096 | 12356.7814 | 12412.457 | 12929.9316 | 13307.3839 | 14526.3134 | 15669.1266 | 16552.1143 | 17203.9035 | 18384.7317 | 20589.9019 | 21829.3548 | 22711.1024
| 90% | 24759.6087 | 25300.6092 | 24773.3521 | 24586.9713 | 24144.7316 | 23580.1363 | 22505.566 | 17374.6059 | 17511.0401 | 18181.521 | 16769.9512 | 15787.7908 | 16198.0269 | 16145.3645 | 16396.3329 | 16500.3985 | 17814.722 | 19053.1813 | 19960.3301 | 20505.4293 | 21383.0193 | 23560.7255 | 24746.9851 | 25651.7942
| 100% | 31281.8592 | 32625.9163 | 32185.8096 | 32291.3527 | 32159.0932 | 32031.2848 | 31818.9422 | 32199.7116 | 33265.2748 | 33502.8917 | 31800.5069 | 30811.1342 | 30812.8378 | 29536.9909 | 29361.4902 | 29578.394 | 30553.4618 | 31356.6833 | 32082.5426 | 30535.6697 | 30184.6204 | 31136.2806 | 31477.5495 | 32160.6915
Unplanned Thermal Outages-Daily, MW
| Percentiles | 1: Unplanned Thermal Outages
| 0% | 1: 3098
| 10% | 1: 4129
| 20% | 1: 4571
| 30% | 1: 4919
| 40% | 1: 5246
| 50% | 1: 5550
| 60% | 1: 5871
| 70% | 1: 6225
| 80% | 1: 6691
| 90% | 1: 7343
| 100% | 1: 10054

## Background
Background
Capacity Available for Operating Reserves (CAFOR)
CAFOR Formula: = Monthly Maximum Expected Resource Generation Capability – Demand – Thermal Outages + Pre-EEA Resources if CAFOR < 3,000 MW + EEA Resources if CAFOR < 2,500 MW Note that winter storm scenarios also account for incremental unplanned wind outages due to severe storm events. The synthetic wind profiles used in the Probabilistic Reserve Risk Model (PRRM) account for normal availability.
The MORA uses CAFOR reserve thresholds of 2,500 and 1,500 MW to indicate, respectively, the risk that an Energy Emergency Alert and controlled outages may be triggered during the time of the forecasted monthly peak load day. These threshold levels are intended to be proxies to the 2,500 and 1,500 MW Physical Responsive Capability (PRC) thresholds. While PRC is a real-time capability measure for Resources that can quickly respond to system disturbance, ERCOT believes that the 2,500 and 1,500 MW CAFOR thresholds are appropriate indicators for the risk of Emergency Conditions given the uncertainties in predicting system conditions months in advance.
Wind and Solar Capacity Values
Hourly capacity contributions for specific wind and solar capacity values come from hourly synthetic generation profiles prepared for existing sites and planned sites expected to generate power by the beginning of the month. Every site has multiple profiles representing hourly generation for each historical weather year going back to 1980. The profiles are used to develop hourly probability distributions for the Probabilistic Reserve Risk Model.
Probabilistic Modeling
For MORA development, ERCOT uses an in-house-developed model called the Probabilistic Reserve Risk Model (PRRM). The model uses Monte Carlo simulation techniques to generate 10,000 outcomes for Capacity Available for Operating Reserves (CAFOR). The model incorporates hourly risk variables, which are the load and resource-specific capacity amounts expressed as hourly or daily probability distributions based on historical data and forecast assumptions.
The risk variables comprise the following:
● | Monthly Peak Load - The Peak load variable is negatively correlated with a system-average temperature probability distribution. (For the winter months, the lower the temperature selected by the model for a simulation, the higher the peak load selected.) The model also uses multiple normalized hourly load shapes to simulate loads for the hourly range; load shapes reflect actual hourly loads for historical monthly peak load days.
● | Wind Production - Hourly probability distributions are fitted to hourly synthetic production profiles. Profiles are developed for each operational and planned wind site with wind output values aggregated to system values. The profiles reflect weather-year variability back to 1980. Temporal correlations between hourly probability distributions are applied to simulate hourly wind speed persistence effects.
● | Solar Production - Hourly probability distributions are fitted to hourly synthetic production profiles lust like wind. Temporal correlations between hourly probability distributions are applied to simulate hourly solar irradiance persistence effects.
● | Low Ambient Temperature Curve - A range of hourly average Texas-wide low temperatures (for the winter months). The low temperature probability distribution is correlated with both the peak load and cold-weather-related thermal outage probability distributions.
● | Typical Unplanned Thermal Outages based on Normal Weather - A range of daily unplanned outage amounts based on assessment month history for the past three years. For the winter months, outages during major winter storms are excluded from the probability distributions.
● | Extreme-Weather-Related Thermal Outages - For the winter months, the probability distribution reflects a range of daily unplanned weather-related outage amounts scaled from zero MW to the maximum amount observed during Winter Storm Uri. The probability distribution is correlated with the Low Ambient Temperature curve.
● | Switchable Generation Resources Currently Serving Neighoring Grids - The model includes individual probability distributions for each SWGR currently serving customers in the Southwest Power Pool that are able to switch to ERCOT if allowed based on prevailing power supply contracts. Such SWGRs are designated as the "Controlling Party" in the most current ERCOT-SPP Coordination Plan. (The Plan is consistent with the "Notices of Unavailable Capacity for Switchable Generation Resources" provided to ERCOT.) The probability distributions are binary—each unit is made available or not, with the probability of being available based on analysis of Current Operating Plan (COP) data covering Winter Storm Elliott and the EEA event on September 6, 2023. This variable is treated an available Pre-EEA resource in the model, and assumes that this SWGR capacity may be available if requested by ERCOT to address an Energy Emergency.
● | Remaining Non-Synchronous Tie Transfers - The model uses the DC Tie capacity contribution amounts cited in recent Capacity, Demand and Reserves (CDR) reports as the base amounts. A probability distribution represents the remaining transfer capability that may be available during an ERCOT Energy Emergency. This variable is treated is an available Pre-EEA resource in the model.
● | Weather-related Outage Reduction Success Rate due to Weatherization - The model uses a triangular probability distribution to reflect a percentage range of outage reduction amounts, currently set to a likeliest value of 85% and minimum and maximum values of 80% and 90%, respectively. The probability distribution will be modified as actual success rate data is accumulated over time.
The model also includes several resource variables that are not associated with probability distributions, but are dynamic in that their capacity values are dependent on other variable values calculated by the model. These include the following:
● | Battery Energy Storage Capacity Contribution - ERCOT calculates the battery storage capacity contribution based on an analysis of SCADA High Sustained Limit (HSL) and State of Charge (SOC) data. Values for all hours are based on SOCs observed for representative days in the given month, and are expressed as capacity factors using the expected installed capacity for the start of the month. For winter MORA reports, which account for severe winter storm conditions, the values are based on SOCs observed during Winter Storm Elliott (December 22-23, 2022).
● | Incremental Demand Response - The ERCOT load forecast model accounts for historical demand response impacts. An amount reflecting additional response during high load conditions is selected by the model. Once the hourly loads exceed a given high percentile value, the model selects a fixed amount. The amounts are based on analysis conducted by ERCOT's Market Analysis & Validation Department staff.
● | Private Use Network (PUN) Generator Net Imports - PUN generator imports come from historical High Sustained Limit data for the assessment months from the last three years. For winter months, the model will also add an incremental amount of PUN generator capacity when the model selects an extremely low temperature, indicative of system stress conditions and opportunities for the PUN owners to take advantage of high market prices.
Estimating Peak Electricity Consumption for Operational Large Loads
Due to a new influx of Large Flexible Loads (LFLs), an interim solution was implemented to better account for the peak consumption of these loads. The new interim methodology utilizes the 7 hours over each of the past three months of August with the lowest average Physical Responsive Capability and compares historical load zone prices to an ERCOT determined (and industry backed) estimate of the bitcoin mining breakeven cost. This breakeven cost was estimated at $72/MWh and is based on the average specifications of an Antminer S19j Pro bitcoin mining rig and a hashprice of 52.5 USD per PH/s/Day as indicated on the Luxor Hashrate Forward Curve for August 2024. If the historical load zone price for the LFL's respective load zone was below the breakeven threshold then the load's peak May consumption was estimated to be the maximum observed consumption at the site according to internal tracking of LFL projects. If the historical load zone price was greater than the breakeven threshold then the LFL was assumed to be fully curtailed and consuming only 3% of the load's maximum capability. The 3% assumption accounts for the idle power draw of ASIC miners and necessary auxiliary cooling on site. The estimated consumption for each LFL, including both co-located and stand-alone loads, was summed for each of the 21 hours analyzed and then averaged to calculate the total estimated average consumption.
Note that roughly every four years the Bitcoin industry undergoes a halving of the reward for mining Bitcoins, with the latest expected for late April 2024. Each halving event for the "mining block reward" reduces the amount of new Bitcoin supplies. While a halving event can increase Bitcoin prices in the near term, the overall impact is to reduce mining revenues and incentivize miners to reduce electricity consumption during times of high prices. Price-responsive Bitcoin miners, exposed to the real-time price of electricity, are anticipated to curtail more frequently and at lower breakeven costs following the halving event. Consequently, a significantly smaller amount of operational large flexible load is expected to be consuming electricity during reserve “at risk” hours on average.
Large Load Adjustment for the Load Forecast
The original load forecast used for the MORA reports includes an estimate of Large Load electricity consumption. This Large Load estimate excludes the impact of expected future price responsive behavior except for the summer months when Large Loads take advantage of "4 Coincident Peak" (4CP) demand charge savings programs. To provide a timely Large Load consumption forecast estimate that accounts for price responsive behavior during all forecast months, ERCOT's Large Load Integration Department prepares a Large Load consumption adjustment for the MORA reports. This adjustment replaces the original Large Load consumption estimate that accompanies the monthly load forecast.
Modeling of Coastal Wind Generation Curtailment due to New Generic Transmission Constraints
A new contributor to reserve shortage risk is the potential need, under certain grid conditions, to limit power transfers from South Texas into the San Antonio region. Conditions could cause overloads on the lines that make up the South Texas export and import interfaces, necessitating South Texas generation curtailments and potential firm load shedding to avoid cascading outages. The risk is greatest when the ERCOT Region has extremely high net loads in the early evening hours. This issue will be addressed with mitigation measures including the construction of the San Antonio South Reliability Project, which is anticipated to be completed by Summer 2027. To model this generation curtailment risk, ERCOT evaluated the net load and coastal wind curtailment conditions at the time of the September 6th, 2023, Energy Emergency Alert event. To simulate the risk of a similar event, the PRRM was modified in the following ways: 1. Synthetic wind profiles by site were divided into Coastal and Non-coastal aggregation categories, and hourly probability distributions were developed accounting for time-coincident correlations between Non-coastal and Coastal hourly wind generation. 2. With the South Texas wind curtailment functionality turned on, the model will curtail coastal wind generation when (1) total system net load for a given hour reaches a trigger amount, expressed as a percentage of the gross load, and (2) unplanned thermal outages for the hour exceed a trigger amount. Analysis of net load and unplanned thermal outages at the time of the September 6, 2023, EEA event was used to determine the two trigger criteria. 3. CPS Energy is increasing line clearances to provide an Emergency & Loadshed Rating different than the Normal Rating. The rating changes should allow for an additional ~550 MW of generation South of the Interconnection Reliability Operating Limit (IROL). The amount of coastal wind curtailment has been reduced by this amount.