## 20XX ECRS (hidden)
20XX ECRS
HE | Jan | Feb | Mar | Apr | May | Jun | Jul | Aug | Sep | Oct | Nov | Dec
1 | #N/A | #N/A | #N/A | #N/A | #N/A | #N/A | #N/A | #N/A | #N/A | #N/A | #N/A | #N/A
2 | #N/A | #N/A | #N/A | #N/A | #N/A | #N/A | #N/A | #N/A | #N/A | #N/A | #N/A | #N/A
3 | #N/A | #N/A | #N/A | #N/A | #N/A | #N/A | #N/A | #N/A | #N/A | #N/A | #N/A | #N/A
4 | #N/A | #N/A | #N/A | #N/A | #N/A | #N/A | #N/A | #N/A | #N/A | #N/A | #N/A | #N/A
5 | #N/A | #N/A | #N/A | #N/A | #N/A | #N/A | #N/A | #N/A | #N/A | #N/A | #N/A | #N/A
6 | #N/A | #N/A | #N/A | #N/A | #N/A | #N/A | #N/A | #N/A | #N/A | #N/A | #N/A | #N/A
7 | #N/A | #N/A | #N/A | #N/A | #N/A | #N/A | #N/A | #N/A | #N/A | #N/A | #N/A | #N/A
8 | #N/A | #N/A | #N/A | #N/A | #N/A | #N/A | #N/A | #N/A | #N/A | #N/A | #N/A | #N/A
9 | #N/A | #N/A | #N/A | #N/A | #N/A | #N/A | #N/A | #N/A | #N/A | #N/A | #N/A | #N/A
10 | #N/A | #N/A | #N/A | #N/A | #N/A | #N/A | #N/A | #N/A | #N/A | #N/A | #N/A | #N/A
11 | #N/A | #N/A | #N/A | #N/A | #N/A | #N/A | #N/A | #N/A | #N/A | #N/A | #N/A | #N/A
12 | #N/A | #N/A | #N/A | #N/A | #N/A | #N/A | #N/A | #N/A | #N/A | #N/A | #N/A | #N/A
13 | #N/A | #N/A | #N/A | #N/A | #N/A | #N/A | #N/A | #N/A | #N/A | #N/A | #N/A | #N/A
14 | #N/A | #N/A | #N/A | #N/A | #N/A | #N/A | #N/A | #N/A | #N/A | #N/A | #N/A | #N/A
15 | #N/A | #N/A | #N/A | #N/A | #N/A | #N/A | #N/A | #N/A | #N/A | #N/A | #N/A | #N/A
16 | #N/A | #N/A | #N/A | #N/A | #N/A | #N/A | #N/A | #N/A | #N/A | #N/A | #N/A | #N/A
17 | #N/A | #N/A | #N/A | #N/A | #N/A | #N/A | #N/A | #N/A | #N/A | #N/A | #N/A | #N/A
18 | #N/A | #N/A | #N/A | #N/A | #N/A | #N/A | #N/A | #N/A | #N/A | #N/A | #N/A | #N/A
19 | #N/A | #N/A | #N/A | #N/A | #N/A | #N/A | #N/A | #N/A | #N/A | #N/A | #N/A | #N/A
20 | #N/A | #N/A | #N/A | #N/A | #N/A | #N/A | #N/A | #N/A | #N/A | #N/A | #N/A | #N/A
21 | #N/A | #N/A | #N/A | #N/A | #N/A | #N/A | #N/A | #N/A | #N/A | #N/A | #N/A | #N/A
22 | #N/A | #N/A | #N/A | #N/A | #N/A | #N/A | #N/A | #N/A | #N/A | #N/A | #N/A | #N/A
23 | #N/A | #N/A | #N/A | #N/A | #N/A | #N/A | #N/A | #N/A | #N/A | #N/A | #N/A | #N/A
24 | #N/A | #N/A | #N/A | #N/A | #N/A | #N/A | #N/A | #N/A | #N/A | #N/A | #N/A | #N/A

## Regulation
Month | HE | Type | 2025 Final | 2026 (Proposed) | Month | Jun
Jan | 1 | Reg Up | 309 | 371.4496 | Type | Reg Up |  | Regulation Up Requirement Comparison for June
Jan | 2 | Reg Up | 266 | 335.7746 |  |  |  | Range: 367 MW - 857 MW; Avg: 576 MW (124 MW increase from prev year)
Jan | 3 | Reg Up | 234 | 344.3126 | Row Labels | 2025 | 2026 |  | min | 367
Jan | 4 | Reg Up | 279 | 348.9963 | 1 | 334 | 461.362 |  | max | 857
Jan | 5 | Reg Up | 278 | 336.2324 | 2 | 300 | 387.6481 |  | avg | 576
Jan | 6 | Reg Up | 282 | 361.9615 | 3 | 290 | 420.1455 |  | Change | 124
Jan | 7 | Reg Up | 304 | 347.1834 | 4 | 333 | 367.3901
Jan | 8 | Reg Up | 356 | 381.1003 | 5 | 290 | 380.3159
Jan | 9 | Reg Up | 353 | 466.2735 | 6 | 274 | 419.942
Jan | 10 | Reg Up | 588 | 592.9201 | 7 | 357 | 438.1453
Jan | 11 | Reg Up | 508 | 505.8284 | 8 | 352 | 543.9826
Jan | 12 | Reg Up | 464 | 502.0638 | 9 | 551 | 655.3784
Jan | 13 | Reg Up | 420 | 529.488 | 10 | 597 | 652.5997
Jan | 14 | Reg Up | 489 | 543.5223 | 11 | 545 | 689.7648
Jan | 15 | Reg Up | 493 | 595.2246 | 12 | 581 | 664.6203
Jan | 16 | Reg Up | 487 | 584.5125 | 13 | 544 | 698.1182
Jan | 17 | Reg Up | 714 | 662.2081 | 14 | 535 | 760.1373
Jan | 18 | Reg Up | 682 | 700.3872 | 15 | 522 | 774.4955
Jan | 19 | Reg Up | 259 | 297.7042 | 16 | 570 | 857.3793
Jan | 20 | Reg Up | 259 | 266.9381 | 17 | 566 | 821.0677
Jan | 21 | Reg Up | 267 | 297.2366 | 18 | 622 | 824.0407
Jan | 22 | Reg Up | 284 | 315.5024 | 19 | 633 | 724.2835
Jan | 23 | Reg Up | 270 | 297.485 | 20 | 666 | 651.2532
Jan | 24 | Reg Up | 256 | 316.0889 | 21 | 407 | 492.3835
Jan | 1 | Reg Down | 339 | 325 | 22 | 348 | 379.6161
Jan | 2 | Reg Down | 246 | 279 | 23 | 322 | 381.9837
Jan | 3 | Reg Down | 227 | 287 | 24 | 314 | 382.1061
Jan | 4 | Reg Down | 280 | 291
Jan | 5 | Reg Down | 257 | 300
Jan | 6 | Reg Down | 288 | 312
Jan | 7 | Reg Down | 299 | 293 | Type | Reg Up |  |  | Average Regulation Up Requirement Comparison
Jan | 8 | Reg Down | 337 | 278 |  |  |  |  | 2025: On avg. 53 MW increase from prev year. Largest increase is in Jun by 124 MW. Largest decrease is in Sep* by 3 MW.
Jan | 9 | Reg Down | 674 | 607 | Row Labels | 2025 | 2026 |  |  |  | min-change | -3.0688 | Sep*
Jan | 10 | Reg Down | 503 | 519 | Jan | 379.2083 | 429.1831 |  | 49.9748 | #N/A | max-change | 123.965 | Jun
Jan | 11 | Reg Down | 440 | 498 | Feb | 439.7083 | 468.0187 |  | 28.3103 | #N/A | AVG-CHANGE | 52.6164
Jan | 12 | Reg Down | 429 | 489 | Mar | 462.125 | 530.6862 |  | 68.5612 | #N/A
Jan | 13 | Reg Down | 407 | 429 | Apr | 458.2917 | 550.6324 |  | 92.3407 | #N/A
Jan | 14 | Reg Down | 469 | 459 | May | 461.9583 | 548.2023 |  | 86.244 | #N/A
Jan | 15 | Reg Down | 461 | 485 | Jun | 452.2083 | 576.1733 |  | 123.965 | #N/A
Jan | 16 | Reg Down | 442 | 459 | Jul | 423.875 | 538.7536 |  | 114.8786 | #N/A
Jan | 17 | Reg Down | 429 | 490 | Aug* | 408.4583 | 415.5068 |  | 7.0485 | #N/A
Jan | 18 | Reg Down | 429 | 385 | Sep* | 421.2917 | 418.2229 |  | -3.0688 | #N/A
Jan | 19 | Reg Down | 392 | 330 | Oct | 443.2917 | 474.1768 |  | 30.8851 | #N/A
Jan | 20 | Reg Down | 309 | 291 | Nov* | 477.5 | 495.6787 |  | 18.1787 | #N/A
Jan | 21 | Reg Down | 298 | 267 | Dec* | 409 | 423.0789 |  | 14.0789 | #N/A
Jan | 22 | Reg Down | 259 | 269
Jan | 23 | Reg Down | 292 | 290
Jan | 24 | Reg Down | 297 | 327
Feb | 1 | Reg Up | 367 | 391.4477
Feb | 2 | Reg Up | 265 | 321.4764
Feb | 3 | Reg Up | 299 | 356.8464
Feb | 4 | Reg Up | 274 | 354.0356
Feb | 5 | Reg Up | 286 | 329.5749
Feb | 6 | Reg Up | 352 | 350.1253
Feb | 7 | Reg Up | 360 | 388.8386
Feb | 8 | Reg Up | 358 | 414.8109
Feb | 9 | Reg Up | 580 | 635.5886
Feb | 10 | Reg Up | 638 | 646.0896
Feb | 11 | Reg Up | 522 | 522.0845
Feb | 12 | Reg Up | 523 | 590.0493
Feb | 13 | Reg Up | 552 | 570.8093
Feb | 14 | Reg Up | 613 | 687.3234
Feb | 15 | Reg Up | 587 | 634.4943
Feb | 16 | Reg Up | 580 | 622.391
Feb | 17 | Reg Up | 623 | 648.5952
Feb | 18 | Reg Up | 815 | 710.9885
Feb | 19 | Reg Up | 536 | 386.7244
Feb | 20 | Reg Up | 332 | 327.3023
Feb | 21 | Reg Up | 277 | 333.2305
Feb | 22 | Reg Up | 287 | 341.6304
Feb | 23 | Reg Up | 261 | 312.8329
Feb | 24 | Reg Up | 266 | 355.1585
Feb | 1 | Reg Down | 318 | 335
Feb | 2 | Reg Down | 277 | 287
Feb | 3 | Reg Down | 305 | 300
Feb | 4 | Reg Down | 271 | 294
Feb | 5 | Reg Down | 253 | 272
Feb | 6 | Reg Down | 286 | 275
Feb | 7 | Reg Down | 346 | 357
Feb | 8 | Reg Down | 415 | 407
Feb | 9 | Reg Down | 672 | 627
Feb | 10 | Reg Down | 476 | 527
Feb | 11 | Reg Down | 532 | 614
Feb | 12 | Reg Down | 505 | 561
Feb | 13 | Reg Down | 523 | 537
Feb | 14 | Reg Down | 508 | 502
Feb | 15 | Reg Down | 496 | 484
Feb | 16 | Reg Down | 512 | 548
Feb | 17 | Reg Down | 554 | 593
Feb | 18 | Reg Down | 379 | 463
Feb | 19 | Reg Down | 516 | 475
Feb | 20 | Reg Down | 397 | 390
Feb | 21 | Reg Down | 317 | 325
Feb | 22 | Reg Down | 333 | 314
Feb | 23 | Reg Down | 272 | 272
Feb | 24 | Reg Down | 292 | 310
Mar | 1 | Reg Up | 362 | 392.3126
Mar | 2 | Reg Up | 361 | 372.6656
Mar | 3 | Reg Up | 288 | 390.4545
Mar | 4 | Reg Up | 309 | 374.4257
Mar | 5 | Reg Up | 302 | 343.6427
Mar | 6 | Reg Up | 318 | 317.652
Mar | 7 | Reg Up | 295 | 337.1447
Mar | 8 | Reg Up | 348 | 447.0353
Mar | 9 | Reg Up | 500 | 659.0656
Mar | 10 | Reg Up | 650 | 741.2319
Mar | 11 | Reg Up | 557 | 649.362
Mar | 12 | Reg Up | 558 | 620.5238
Mar | 13 | Reg Up | 571 | 606.1324
Mar | 14 | Reg Up | 529 | 649.8228
Mar | 15 | Reg Up | 626 | 729.3424
Mar | 16 | Reg Up | 609 | 818.5629
Mar | 17 | Reg Up | 660 | 904.2735
Mar | 18 | Reg Up | 745 | 908.6282
Mar | 19 | Reg Up | 739 | 725.6202
Mar | 20 | Reg Up | 549 | 471.7158
Mar | 21 | Reg Up | 341 | 306.8738
Mar | 22 | Reg Up | 309 | 320.5388
Mar | 23 | Reg Up | 294 | 280.9814
Mar | 24 | Reg Up | 271 | 368.4589
Mar | 1 | Reg Down | 378 | 392
Mar | 2 | Reg Down | 318 | 295
Mar | 3 | Reg Down | 273 | 343
Mar | 4 | Reg Down | 311 | 349
Mar | 5 | Reg Down | 281 | 298
Mar | 6 | Reg Down | 307 | 316
Mar | 7 | Reg Down | 310 | 308
Mar | 8 | Reg Down | 418 | 359
Mar | 9 | Reg Down | 676 | 617
Mar | 10 | Reg Down | 556 | 618
Mar | 11 | Reg Down | 483 | 563
Mar | 12 | Reg Down | 541 | 622
Mar | 13 | Reg Down | 454 | 532
Mar | 14 | Reg Down | 498 | 534
Mar | 15 | Reg Down | 510 | 604
Mar | 16 | Reg Down | 547 | 569
Mar | 17 | Reg Down | 501 | 528
Mar | 18 | Reg Down | 606 | 573
Mar | 19 | Reg Down | 556 | 546
Mar | 20 | Reg Down | 458 | 463
Mar | 21 | Reg Down | 415 | 437
Mar | 22 | Reg Down | 311 | 360
Mar | 23 | Reg Down | 343 | 337
Mar | 24 | Reg Down | 318 | 318
Apr | 1 | Reg Up | 374 | 444.227
Apr | 2 | Reg Up | 345 | 413.1621
Apr | 3 | Reg Up | 280 | 426.9949
Apr | 4 | Reg Up | 289 | 371.6033
Apr | 5 | Reg Up | 269 | 362.178
Apr | 6 | Reg Up | 328 | 390.9696
Apr | 7 | Reg Up | 322 | 366.7764
Apr | 8 | Reg Up | 324 | 464.5514
Apr | 9 | Reg Up | 432 | 795.8594
Apr | 10 | Reg Up | 614 | 672.7949
Apr | 11 | Reg Up | 562 | 567.0306
Apr | 12 | Reg Up | 505 | 599.5966
Apr | 13 | Reg Up | 580 | 702.5452
Apr | 14 | Reg Up | 527 | 682.4228
Apr | 15 | Reg Up | 569 | 675.3851
Apr | 16 | Reg Up | 650 | 830.7998
Apr | 17 | Reg Up | 593 | 800.7711
Apr | 18 | Reg Up | 655 | 891.4434
Apr | 19 | Reg Up | 753 | 720.1998
Apr | 20 | Reg Up | 742 | 602.2271
Apr | 21 | Reg Up | 337 | 339.0345
Apr | 22 | Reg Up | 308 | 313.556
Apr | 23 | Reg Up | 295 | 375.707
Apr | 24 | Reg Up | 346 | 405.3405
Apr | 1 | Reg Down | 354 | 394
Apr | 2 | Reg Down | 296 | 347
Apr | 3 | Reg Down | 301 | 338
Apr | 4 | Reg Down | 294 | 345
Apr | 5 | Reg Down | 273 | 314
Apr | 6 | Reg Down | 309 | 293
Apr | 7 | Reg Down | 267 | 279
Apr | 8 | Reg Down | 495 | 436
Apr | 9 | Reg Down | 670 | 597
Apr | 10 | Reg Down | 528 | 657
Apr | 11 | Reg Down | 469 | 623
Apr | 12 | Reg Down | 471 | 624
Apr | 13 | Reg Down | 485 | 657
Apr | 14 | Reg Down | 512 | 600
Apr | 15 | Reg Down | 569 | 646
Apr | 16 | Reg Down | 602 | 629
Apr | 17 | Reg Down | 549 | 569
Apr | 18 | Reg Down | 576 | 588
Apr | 19 | Reg Down | 497 | 616
Apr | 20 | Reg Down | 601 | 538
Apr | 21 | Reg Down | 508 | 495
Apr | 22 | Reg Down | 345 | 374
Apr | 23 | Reg Down | 309 | 297
Apr | 24 | Reg Down | 304 | 346
May | 1 | Reg Up | 370 | 413.9037
May | 2 | Reg Up | 296 | 381.5293
May | 3 | Reg Up | 359 | 441.0124
May | 4 | Reg Up | 317 | 353.9154
May | 5 | Reg Up | 282 | 305.4928
May | 6 | Reg Up | 336 | 348.6064
May | 7 | Reg Up | 376 | 418.8823
May | 8 | Reg Up | 363 | 507.6794
May | 9 | Reg Up | 494 | 670.1628
May | 10 | Reg Up | 539 | 605.3689
May | 11 | Reg Up | 528 | 604.7879
May | 12 | Reg Up | 509 | 537.7718
May | 13 | Reg Up | 610 | 683.7235
May | 14 | Reg Up | 521 | 644.8006
May | 15 | Reg Up | 604 | 805.779
May | 16 | Reg Up | 622 | 751.3398
May | 17 | Reg Up | 617 | 840.4817
May | 18 | Reg Up | 670 | 947.2242
May | 19 | Reg Up | 578 | 711.3062
May | 20 | Reg Up | 637 | 609.6257
May | 21 | Reg Up | 417 | 409.1054
May | 22 | Reg Up | 344 | 382.8277
May | 23 | Reg Up | 359 | 394.3019
May | 24 | Reg Up | 339 | 387.2272
May | 1 | Reg Down | 337 | 376
May | 2 | Reg Down | 295 | 306
May | 3 | Reg Down | 262 | 262
May | 4 | Reg Down | 254 | 276
May | 5 | Reg Down | 273 | 313
May | 6 | Reg Down | 328 | 354
May | 7 | Reg Down | 309 | 333
May | 8 | Reg Down | 486 | 442
May | 9 | Reg Down | 577 | 644
May | 10 | Reg Down | 482 | 650
May | 11 | Reg Down | 532 | 702
May | 12 | Reg Down | 492 | 697
May | 13 | Reg Down | 531 | 718
May | 14 | Reg Down | 464 | 565
May | 15 | Reg Down | 545 | 628
May | 16 | Reg Down | 543 | 604
May | 17 | Reg Down | 558 | 595
May | 18 | Reg Down | 561 | 732
May | 19 | Reg Down | 541 | 623
May | 20 | Reg Down | 408 | 533
May | 21 | Reg Down | 463 | 473
May | 22 | Reg Down | 407 | 449
May | 23 | Reg Down | 327 | 374
May | 24 | Reg Down | 315 | 320
Jun | 1 | Reg Up | 334 | 461.362
Jun | 2 | Reg Up | 300 | 387.6481
Jun | 3 | Reg Up | 290 | 420.1455
Jun | 4 | Reg Up | 333 | 367.3901
Jun | 5 | Reg Up | 290 | 380.3159
Jun | 6 | Reg Up | 274 | 419.942
Jun | 7 | Reg Up | 357 | 438.1453
Jun | 8 | Reg Up | 352 | 543.9826
Jun | 9 | Reg Up | 551 | 655.3784
Jun | 10 | Reg Up | 597 | 652.5997
Jun | 11 | Reg Up | 545 | 689.7648
Jun | 12 | Reg Up | 581 | 664.6203
Jun | 13 | Reg Up | 544 | 698.1182
Jun | 14 | Reg Up | 535 | 760.1373
Jun | 15 | Reg Up | 522 | 774.4955
Jun | 16 | Reg Up | 570 | 857.3793
Jun | 17 | Reg Up | 566 | 821.0677
Jun | 18 | Reg Up | 622 | 824.0407
Jun | 19 | Reg Up | 633 | 724.2835
Jun | 20 | Reg Up | 666 | 651.2532
Jun | 21 | Reg Up | 407 | 492.3835
Jun | 22 | Reg Up | 348 | 379.6161
Jun | 23 | Reg Up | 322 | 381.9837
Jun | 24 | Reg Up | 314 | 382.1061
Jun | 1 | Reg Down | 329 | 398.6876
Jun | 2 | Reg Down | 302 | 305.3263
Jun | 3 | Reg Down | 304 | 289.7154
Jun | 4 | Reg Down | 283 | 300.5165
Jun | 5 | Reg Down | 278 | 278.077
Jun | 6 | Reg Down | 240 | 243.8376
Jun | 7 | Reg Down | 224 | 233.928
Jun | 8 | Reg Down | 500 | 483.0145
Jun | 9 | Reg Down | 566 | 553.3621
Jun | 10 | Reg Down | 438 | 623.0775
Jun | 11 | Reg Down | 431 | 593.2115
Jun | 12 | Reg Down | 488 | 720.4418
Jun | 13 | Reg Down | 430 | 565.5676
Jun | 14 | Reg Down | 512 | 639.2789
Jun | 15 | Reg Down | 508 | 710.1374
Jun | 16 | Reg Down | 601 | 700.6056
Jun | 17 | Reg Down | 586 | 651.9218
Jun | 18 | Reg Down | 614 | 663.7357
Jun | 19 | Reg Down | 545 | 583.3536
Jun | 20 | Reg Down | 451 | 441.9367
Jun | 21 | Reg Down | 426 | 420.556
Jun | 22 | Reg Down | 363 | 350.4093
Jun | 23 | Reg Down | 343 | 306.6296
Jun | 24 | Reg Down | 316 | 304.6231
Jul | 1 | Reg Up | 312 | 437.2922
Jul | 2 | Reg Up | 295 | 365.0069
Jul | 3 | Reg Up | 285 | 375.9812
Jul | 4 | Reg Up | 250 | 378.6432
Jul | 5 | Reg Up | 299 | 383.8684
Jul | 6 | Reg Up | 270 | 326.8923
Jul | 7 | Reg Up | 411 | 401.1063
Jul | 8 | Reg Up | 297 | 514.9662
Jul | 9 | Reg Up | 497 | 714.681
Jul | 10 | Reg Up | 609 | 661.7706
Jul | 11 | Reg Up | 496 | 561.0982
Jul | 12 | Reg Up | 477 | 585.8122
Jul | 13 | Reg Up | 478 | 657.8551
Jul | 14 | Reg Up | 472 | 630.2578
Jul | 15 | Reg Up | 522 | 642.2822
Jul | 16 | Reg Up | 645 | 779.158
Jul | 17 | Reg Up | 645 | 816.4587
Jul | 18 | Reg Up | 627 | 800.9629
Jul | 19 | Reg Up | 548 | 745.3274
Jul | 20 | Reg Up | 600 | 677.244
Jul | 21 | Reg Up | 328 | 438.0248
Jul | 22 | Reg Up | 295 | 341.7613
Jul | 23 | Reg Up | 261 | 349.7106
Jul | 24 | Reg Up | 254 | 343.9245
Jul | 1 | Reg Down | 285 | 382.5695
Jul | 2 | Reg Down | 262 | 258.9895
Jul | 3 | Reg Down | 253 | 273.4204
Jul | 4 | Reg Down | 233 | 240.6501
Jul | 5 | Reg Down | 262 | 290.0355
Jul | 6 | Reg Down | 261 | 277.0792
Jul | 7 | Reg Down | 255 | 292.2288
Jul | 8 | Reg Down | 377 | 375.0677
Jul | 9 | Reg Down | 528 | 582.8435
Jul | 10 | Reg Down | 514 | 709.7294
Jul | 11 | Reg Down | 450 | 679.3334
Jul | 12 | Reg Down | 435 | 547.7034
Jul | 13 | Reg Down | 447 | 544.0547
Jul | 14 | Reg Down | 451 | 562.9288
Jul | 15 | Reg Down | 457 | 585.2949
Jul | 16 | Reg Down | 555 | 609.0945
Jul | 17 | Reg Down | 542 | 665.0298
Jul | 18 | Reg Down | 549 | 605.7791
Jul | 19 | Reg Down | 502 | 522.6206
Jul | 20 | Reg Down | 350 | 488.1726
Jul | 21 | Reg Down | 435 | 441.7263
Jul | 22 | Reg Down | 353 | 391.7226
Jul | 23 | Reg Down | 290 | 306.4422
Jul | 24 | Reg Down | 281 | 280.653
Aug | 1 | Reg Up | 299 | 340.2307
Aug | 2 | Reg Up | 248 | 282.4321
Aug | 3 | Reg Up | 240 | 243.6839
Aug | 4 | Reg Up | 243 | 254.3238
Aug | 5 | Reg Up | 264 | 257.3881
Aug | 6 | Reg Up | 285 | 298.6558
Aug | 7 | Reg Up | 318 | 328.0213
Aug | 8 | Reg Up | 283 | 302.0625
Aug | 9 | Reg Up | 366 | 375.2692
Aug | 10 | Reg Up | 520 | 533.6662
Aug | 11 | Reg Up | 509 | 500.9146
Aug | 12 | Reg Up | 474 | 447.8021
Aug | 13 | Reg Up | 459 | 438.351
Aug | 14 | Reg Up | 472 | 494.7142
Aug | 15 | Reg Up | 574 | 630.1895
Aug | 16 | Reg Up | 565 | 661.9621
Aug | 17 | Reg Up | 593 | 648.4018
Aug | 18 | Reg Up | 614 | 657.8014
Aug | 19 | Reg Up | 624 | 640.2218
Aug | 20 | Reg Up | 598 | 595.1269
Aug | 21 | Reg Up | 294 | 224.6168
Aug | 22 | Reg Up | 389 | 289.5707
Aug | 23 | Reg Up | 314 | 279.3379
Aug | 24 | Reg Up | 258 | 247.4199
Aug | 1 | Reg Down | 286 | 287.6301
Aug | 2 | Reg Down | 235 | 244.0359
Aug | 3 | Reg Down | 264 | 230.5268
Aug | 4 | Reg Down | 279 | 272.4421
Aug | 5 | Reg Down | 256 | 239.0072
Aug | 6 | Reg Down | 270 | 325.3627
Aug | 7 | Reg Down | 291 | 237.3401
Aug | 8 | Reg Down | 372 | 379.1018
Aug | 9 | Reg Down | 506 | 563.0159
Aug | 10 | Reg Down | 448 | 499.237
Aug | 11 | Reg Down | 430 | 504.7814
Aug | 12 | Reg Down | 452 | 481.4336
Aug | 13 | Reg Down | 502 | 531.4698
Aug | 14 | Reg Down | 480 | 549.2019
Aug | 15 | Reg Down | 547 | 557.0317
Aug | 16 | Reg Down | 575 | 609.5928
Aug | 17 | Reg Down | 574 | 575.4722
Aug | 18 | Reg Down | 621 | 684.2464
Aug | 19 | Reg Down | 558 | 590.2084
Aug | 20 | Reg Down | 382 | 379.3748
Aug | 21 | Reg Down | 446 | 481.1123
Aug | 22 | Reg Down | 301 | 299.8619
Aug | 23 | Reg Down | 266 | 264.3513
Aug | 24 | Reg Down | 246 | 260.0312
Sep | 1 | Reg Up | 307 | 310.5802
Sep | 2 | Reg Up | 267 | 223.7264
Sep | 3 | Reg Up | 253 | 244.9471
Sep | 4 | Reg Up | 258 | 245.3151
Sep | 5 | Reg Up | 268 | 247.0649
Sep | 6 | Reg Up | 259 | 246.5732
Sep | 7 | Reg Up | 272 | 227.5033
Sep | 8 | Reg Up | 364 | 286.9559
Sep | 9 | Reg Up | 506 | 569.4214
Sep | 10 | Reg Up | 502 | 506.671
Sep | 11 | Reg Up | 505 | 354.9054
Sep | 12 | Reg Up | 467 | 465.4939
Sep | 13 | Reg Up | 548 | 530.2348
Sep | 14 | Reg Up | 530 | 544.3895
Sep | 15 | Reg Up | 630 | 636.6488
Sep | 16 | Reg Up | 634 | 678.7272
Sep | 17 | Reg Up | 665 | 779.551
Sep | 18 | Reg Up | 694 | 796.9429
Sep | 19 | Reg Up | 637 | 642.8147
Sep | 20 | Reg Up | 440 | 427.6961
Sep | 21 | Reg Up | 321 | 308.2737
Sep | 22 | Reg Up | 259 | 247.1309
Sep | 23 | Reg Up | 266 | 246.5134
Sep | 24 | Reg Up | 259 | 269.2687
Sep | 1 | Reg Down | 302 | 319.7491
Sep | 2 | Reg Down | 230 | 209.0077
Sep | 3 | Reg Down | 254 | 253.5441
Sep | 4 | Reg Down | 264 | 197.0556
Sep | 5 | Reg Down | 222 | 234.8197
Sep | 6 | Reg Down | 227 | 215.1486
Sep | 7 | Reg Down | 254 | 225.6101
Sep | 8 | Reg Down | 326 | 309.1878
Sep | 9 | Reg Down | 564 | 517.3712
Sep | 10 | Reg Down | 543 | 619.9368
Sep | 11 | Reg Down | 511 | 555.8698
Sep | 12 | Reg Down | 535 | 564.919
Sep | 13 | Reg Down | 491 | 543.077
Sep | 14 | Reg Down | 465 | 487.7952
Sep | 15 | Reg Down | 518 | 534.783
Sep | 16 | Reg Down | 555 | 582.4199
Sep | 17 | Reg Down | 504 | 490.3899
Sep | 18 | Reg Down | 507 | 477.6672
Sep | 19 | Reg Down | 432 | 452.5691
Sep | 20 | Reg Down | 443 | 382.4677
Sep | 21 | Reg Down | 358 | 291.0869
Sep | 22 | Reg Down | 285 | 256.5949
Sep | 23 | Reg Down | 301 | 292.2228
Sep | 24 | Reg Down | 234 | 215.8842
Oct | 1 | Reg Up | 367 | 427.6965
Oct | 2 | Reg Up | 284 | 351.9235
Oct | 3 | Reg Up | 283 | 328.4002
Oct | 4 | Reg Up | 306 | 389.784
Oct | 5 | Reg Up | 336 | 450.4198
Oct | 6 | Reg Up | 333 | 393.9045
Oct | 7 | Reg Up | 345 | 354.6158
Oct | 8 | Reg Up | 335 | 298.7273
Oct | 9 | Reg Up | 475 | 548.9427
Oct | 10 | Reg Up | 745 | 910.5114
Oct | 11 | Reg Up | 535 | 559.1696
Oct | 12 | Reg Up | 555 | 589.1413
Oct | 13 | Reg Up | 496 | 492.7137
Oct | 14 | Reg Up | 552 | 556.5561
Oct | 15 | Reg Up | 570 | 704.9814
Oct | 16 | Reg Up | 588 | 582.0956
Oct | 17 | Reg Up | 660 | 698.6181
Oct | 18 | Reg Up | 736 | 585.1677
Oct | 19 | Reg Up | 617 | 521.5738
Oct | 20 | Reg Up | 314 | 281.3859
Oct | 21 | Reg Up | 342 | 449.6756
Oct | 22 | Reg Up | 275 | 306.3331
Oct | 23 | Reg Up | 303 | 328.284
Oct | 24 | Reg Up | 287 | 269.6214
Oct | 1 | Reg Down | 344 | 350.6274
Oct | 2 | Reg Down | 232 | 262.2429
Oct | 3 | Reg Down | 247 | 280.4379
Oct | 4 | Reg Down | 201 | 203.9294
Oct | 5 | Reg Down | 240 | 254.9482
Oct | 6 | Reg Down | 238 | 256.5634
Oct | 7 | Reg Down | 255 | 257.4786
Oct | 8 | Reg Down | 276 | 261.6506
Oct | 9 | Reg Down | 522 | 321.0375
Oct | 10 | Reg Down | 579 | 636.1925
Oct | 11 | Reg Down | 520 | 527.9029
Oct | 12 | Reg Down | 505 | 578.6633
Oct | 13 | Reg Down | 501 | 533.8353
Oct | 14 | Reg Down | 476 | 496.7901
Oct | 15 | Reg Down | 461 | 505.5986
Oct | 16 | Reg Down | 529 | 525.2549
Oct | 17 | Reg Down | 589 | 565.836
Oct | 18 | Reg Down | 569 | 556.551
Oct | 19 | Reg Down | 533 | 428.5054
Oct | 20 | Reg Down | 459 | 485.2713
Oct | 21 | Reg Down | 446 | 466.3891
Oct | 22 | Reg Down | 274 | 284.5299
Oct | 23 | Reg Down | 264 | 269.2331
Oct | 24 | Reg Down | 215 | 238.6228
Nov | 1 | Reg Up | 393 | 426.9447
Nov | 2 | Reg Up | 348 | 369.2256
Nov | 3 | Reg Up | 352 | 397.0793
Nov | 4 | Reg Up | 311 | 398.7515
Nov | 5 | Reg Up | 325 | 382.3209
Nov | 6 | Reg Up | 317 | 342.0157
Nov | 7 | Reg Up | 366 | 367.4654
Nov | 8 | Reg Up | 473 | 503.6663
Nov | 9 | Reg Up | 720 | 748.7418
Nov | 10 | Reg Up | 647 | 643.5716
Nov | 11 | Reg Up | 575 | 615.7234
Nov | 12 | Reg Up | 653 | 751.2692
Nov | 13 | Reg Up | 591 | 535.3449
Nov | 14 | Reg Up | 624 | 673.1172
Nov | 15 | Reg Up | 660 | 632.8177
Nov | 16 | Reg Up | 626 | 639.7107
Nov | 17 | Reg Up | 897 | 863.3527
Nov | 18 | Reg Up | 541 | 505.083
Nov | 19 | Reg Up | 366 | 307.0382
Nov | 20 | Reg Up | 341 | 348.7669
Nov | 21 | Reg Up | 356 | 381.9835
Nov | 22 | Reg Up | 344 | 354.7009
Nov | 23 | Reg Up | 309 | 328.568
Nov | 24 | Reg Up | 325 | 379.0289
Nov | 1 | Reg Down | 334 | 332.1308
Nov | 2 | Reg Down | 323 | 313.3063
Nov | 3 | Reg Down | 302 | 389.6672
Nov | 4 | Reg Down | 293 | 281.6177
Nov | 5 | Reg Down | 264 | 254.4699
Nov | 6 | Reg Down | 312 | 352.6147
Nov | 7 | Reg Down | 308 | 335.8423
Nov | 8 | Reg Down | 324 | 311.1726
Nov | 9 | Reg Down | 546 | 551.3081
Nov | 10 | Reg Down | 632 | 623.6039
Nov | 11 | Reg Down | 563 | 574.9605
Nov | 12 | Reg Down | 548 | 531.6008
Nov | 13 | Reg Down | 463 | 547.1188
Nov | 14 | Reg Down | 452 | 505.0275
Nov | 15 | Reg Down | 511 | 515.3633
Nov | 16 | Reg Down | 496 | 448.6436
Nov | 17 | Reg Down | 425 | 367.1115
Nov | 18 | Reg Down | 590 | 470.1189
Nov | 19 | Reg Down | 447 | 511.6505
Nov | 20 | Reg Down | 338 | 375.2018
Nov | 21 | Reg Down | 272 | 275.9893
Nov | 22 | Reg Down | 273 | 297.6863
Nov | 23 | Reg Down | 257 | 249.4156
Nov | 24 | Reg Down | 251 | 270.8155
Dec | 1 | Reg Up | 369 | 369.6623
Dec | 2 | Reg Up | 298 | 331.117
Dec | 3 | Reg Up | 301 | 332.0696
Dec | 4 | Reg Up | 283 | 350.6299
Dec | 5 | Reg Up | 333 | 375.5917
Dec | 6 | Reg Up | 339 | 340.9322
Dec | 7 | Reg Up | 361 | 332.3372
Dec | 8 | Reg Up | 395 | 394.0503
Dec | 9 | Reg Up | 446 | 533.5053
Dec | 10 | Reg Up | 575 | 520.2539
Dec | 11 | Reg Up | 486 | 513.6823
Dec | 12 | Reg Up | 407 | 485.9567
Dec | 13 | Reg Up | 448 | 508.3537
Dec | 14 | Reg Up | 568 | 580.5956
Dec | 15 | Reg Up | 602 | 708.7088
Dec | 16 | Reg Up | 638 | 655.333
Dec | 17 | Reg Up | 738 | 612.2042
Dec | 18 | Reg Up | 439 | 366.0604
Dec | 19 | Reg Up | 244 | 238.9942
Dec | 20 | Reg Up | 284 | 277.3738
Dec | 21 | Reg Up | 300 | 297.5406
Dec | 22 | Reg Up | 296 | 313.7453
Dec | 23 | Reg Up | 327 | 360.0658
Dec | 24 | Reg Up | 339 | 355.1293
Dec | 1 | Reg Down | 315 | 382.3037
Dec | 2 | Reg Down | 245 | 276.6281
Dec | 3 | Reg Down | 255 | 252.6931
Dec | 4 | Reg Down | 242 | 287.5166
Dec | 5 | Reg Down | 270 | 297.7693
Dec | 6 | Reg Down | 257 | 280.823
Dec | 7 | Reg Down | 269 | 308.7268
Dec | 8 | Reg Down | 324 | 279.0766
Dec | 9 | Reg Down | 642 | 420.8443
Dec | 10 | Reg Down | 632 | 572.393
Dec | 11 | Reg Down | 519 | 508.2331
Dec | 12 | Reg Down | 455 | 461.1057
Dec | 13 | Reg Down | 411 | 430.8749
Dec | 14 | Reg Down | 468 | 538.5316
Dec | 15 | Reg Down | 474 | 491.9421
Dec | 16 | Reg Down | 464 | 524.3677
Dec | 17 | Reg Down | 385 | 509.6576
Dec | 18 | Reg Down | 459 | 372.3847
Dec | 19 | Reg Down | 345 | 359.148
Dec | 20 | Reg Down | 267 | 327.2239
Dec | 21 | Reg Down | 224 | 295.9169
Dec | 22 | Reg Down | 267 | 339.1773
Dec | 23 | Reg Down | 235 | 291.8745
Dec | 24 | Reg Down | 263 | 280.544
`

## RRS
Month | Group | HE | Type | 2025 RRS | 2026 RRS | Month | Jun |  | Responsive Reserve Requirement Comparison for June
Jan | a. HE1-2 & HE23-24 | 1 | RRS | 3031 | 2648 | Type | RRS |  | Range: 2426 MW - 2597 MW; Avg: 2520 MW (80 MW increase from prev year)
Jan | a. HE1-2 & HE23-24 | 2 | RRS | 3031 | 2648
Jan | b. HE3-6 | 3 | RRS | 2982 | 2770 | Row Labels | 2025 RRS | 2026 RRS |  | min | 2426
Jan | b. HE3-6 | 4 | RRS | 2982 | 2770 | a. HE1-2 & HE23-24 | 2463 | 2516 |  | max | 2597
Jan | b. HE3-6 | 5 | RRS | 2982 | 2770 | b. HE3-6 | 2514 | 2597 |  | avg | 2520
Jan | b. HE3-6 | 6 | RRS | 2982 | 2770 | c. HE7-10 | 2514 | 2597 |  | Change | 80
Jan | c. HE7-10 | 7 | RRS | 2863 | 2702 | d. HE11-14 | 2425 | 2516
Jan | c. HE7-10 | 8 | RRS | 2863 | 2702 | e. HE15-18 | 2380 | 2465
Jan | c. HE7-10 | 9 | RRS | 2863 | 2702 | f. HE19-22 | 2343 | 2426
Jan | c. HE7-10 | 10 | RRS | 2863 | 2702
Jan | d. HE11-14 | 11 | RRS | 2941 | 2770
Jan | d. HE11-14 | 12 | RRS | 2941 | 2770
Jan | d. HE11-14 | 13 | RRS | 2941 | 2770
Jan | d. HE11-14 | 14 | RRS | 2941 | 2770
Jan | e. HE15-18 | 15 | RRS | 2767 | 2648
Jan | e. HE15-18 | 16 | RRS | 2767 | 2648
Jan | e. HE15-18 | 17 | RRS | 2767 | 2648
Jan | e. HE15-18 | 18 | RRS | 2767 | 2648
Jan | f. HE19-22 | 19 | RRS | 2767 | 2597
Jan | f. HE19-22 | 20 | RRS | 2767 | 2597
Jan | f. HE19-22 | 21 | RRS | 2767 | 2597
Jan | f. HE19-22 | 22 | RRS | 2767 | 2597
Jan | a. HE1-2 & HE23-24 | 23 | RRS | 3031 | 2648
Jan | a. HE1-2 & HE23-24 | 24 | RRS | 3031 | 2648
Feb | a. HE1-2 & HE23-24 | 1 | RRS | 3145 | 3036
Feb | a. HE1-2 & HE23-24 | 2 | RRS | 3145 | 3036
Feb | b. HE3-6 | 3 | RRS | 3145 | 3073
Feb | b. HE3-6 | 4 | RRS | 3145 | 3073
Feb | b. HE3-6 | 5 | RRS | 3145 | 3073 | Type | RRS |  |  |  | Hourly Average Responsive Reserve Requirement Comparison
Feb | b. HE3-6 | 6 | RRS | 3145 | 3073 | [5 empty] | 2025 RRS: On avg. 7 MW decrease from prev year. Largest decrease is in Jan by 204 MW.
Feb | c. HE7-10 | 7 | RRS | 3068 | 3036 | Row Labels | 2025 RRS | 2026 RRS
Feb | c. HE7-10 | 8 | RRS | 3068 | 3036 | Jan | 2891.8333 | 2688.1667 | -203.6667 |  |  | min-change | -203.6667 | Jan
Feb | c. HE7-10 | 9 | RRS | 3068 | 3036 | Feb | 3073.1667 | 3023 | -50.1667 |  |  | max-change | 78.8333 | 2439.8333
Feb | c. HE7-10 | 10 | RRS | 3068 | 3036 | Mar | 3065 | 3101.5 | 36.5 |  |  | AVG-CHANGE | -7.2083
Feb | d. HE11-14 | 11 | RRS | 3068 | 3073 | Apr | 3045.3333 | 3029 | -16.3333
Feb | d. HE11-14 | 12 | RRS | 3068 | 3073 | May | 2634.6667 | 2650.8333 | 16.1667
Feb | d. HE11-14 | 13 | RRS | 3068 | 3073 | Jun | 2439.8333 | 2518.6667 | 78.8333
Feb | d. HE11-14 | 14 | RRS | 3068 | 3073 | Jul | 2395.6667 | 2423.3333 | 27.6667
Feb | e. HE15-18 | 15 | RRS | 3031 | 2986 | Aug | 2300 | 2307.3333 | 7.3333
Feb | e. HE15-18 | 16 | RRS | 3031 | 2986 | Sep | 2389.3333 | 2417.3333 | 28
Feb | e. HE15-18 | 17 | RRS | 3031 | 2986 | Oct | 2766 | 2776.3333 | 10.3333
Feb | e. HE15-18 | 18 | RRS | 3031 | 2986 | Nov | 2986 | 2983.8333 | -2.1667
Feb | f. HE19-22 | 19 | RRS | 2982 | 2945 | Dec | 2915.6667 | 2896.6667 | -19
Feb | f. HE19-22 | 20 | RRS | 2982 | 2945
Feb | f. HE19-22 | 21 | RRS | 2982 | 2945
Feb | f. HE19-22 | 22 | RRS | 2982 | 2945
Feb | a. HE1-2 & HE23-24 | 23 | RRS | 3145 | 3036
Feb | a. HE1-2 & HE23-24 | 24 | RRS | 3145 | 3036
Mar | a. HE1-2 & HE23-24 | 1 | RRS | 3145 | 3073
Mar | a. HE1-2 & HE23-24 | 2 | RRS | 3145 | 3073
Mar | b. HE3-6 | 3 | RRS | 3145 | 3150
Mar | b. HE3-6 | 4 | RRS | 3145 | 3150
Mar | b. HE3-6 | 5 | RRS | 3145 | 3150
Mar | b. HE3-6 | 6 | RRS | 3145 | 3150
Mar | c. HE7-10 | 7 | RRS | 3068 | 3150
Mar | c. HE7-10 | 8 | RRS | 3068 | 3150
Mar | c. HE7-10 | 9 | RRS | 3068 | 3150
Mar | c. HE7-10 | 10 | RRS | 3068 | 3150
Mar | d. HE11-14 | 11 | RRS | 3068 | 3189
Mar | d. HE11-14 | 12 | RRS | 3068 | 3189
Mar | d. HE11-14 | 13 | RRS | 3068 | 3189
Mar | d. HE11-14 | 14 | RRS | 3068 | 3189
Mar | e. HE15-18 | 15 | RRS | 2982 | 3073
Mar | e. HE15-18 | 16 | RRS | 2982 | 3073
Mar | e. HE15-18 | 17 | RRS | 2982 | 3073
Mar | e. HE15-18 | 18 | RRS | 2982 | 3073
Mar | f. HE19-22 | 19 | RRS | 2982 | 2986
Mar | f. HE19-22 | 20 | RRS | 2982 | 2986
Mar | f. HE19-22 | 21 | RRS | 2982 | 2986
Mar | f. HE19-22 | 22 | RRS | 2982 | 2986
Mar | a. HE1-2 & HE23-24 | 23 | RRS | 3145 | 3073
Mar | a. HE1-2 & HE23-24 | 24 | RRS | 3145 | 3073
Apr | a. HE1-2 & HE23-24 | 1 | RRS | 3068 | 3036
Apr | a. HE1-2 & HE23-24 | 2 | RRS | 3068 | 3036
Apr | b. HE3-6 | 3 | RRS | 3145 | 3073
Apr | b. HE3-6 | 4 | RRS | 3145 | 3073
Apr | b. HE3-6 | 5 | RRS | 3145 | 3073
Apr | b. HE3-6 | 6 | RRS | 3145 | 3073
Apr | c. HE7-10 | 7 | RRS | 3068 | 3073
Apr | c. HE7-10 | 8 | RRS | 3068 | 3073
Apr | c. HE7-10 | 9 | RRS | 3068 | 3073
Apr | c. HE7-10 | 10 | RRS | 3068 | 3073
Apr | d. HE11-14 | 11 | RRS | 3068 | 3150
Apr | d. HE11-14 | 12 | RRS | 3068 | 3150
Apr | d. HE11-14 | 13 | RRS | 3068 | 3150
Apr | d. HE11-14 | 14 | RRS | 3068 | 3150
Apr | e. HE15-18 | 15 | RRS | 2982 | 2986
Apr | e. HE15-18 | 16 | RRS | 2982 | 2986
Apr | e. HE15-18 | 17 | RRS | 2982 | 2986
Apr | e. HE15-18 | 18 | RRS | 2982 | 2986
Apr | f. HE19-22 | 19 | RRS | 2941 | 2867
Apr | f. HE19-22 | 20 | RRS | 2941 | 2867
Apr | f. HE19-22 | 21 | RRS | 2941 | 2867
Apr | f. HE19-22 | 22 | RRS | 2941 | 2867
Apr | a. HE1-2 & HE23-24 | 23 | RRS | 3068 | 3036
Apr | a. HE1-2 & HE23-24 | 24 | RRS | 3068 | 3036
May | a. HE1-2 & HE23-24 | 1 | RRS | 2699 | 2648
May | a. HE1-2 & HE23-24 | 2 | RRS | 2699 | 2648
May | b. HE3-6 | 3 | RRS | 2699 | 2702
May | b. HE3-6 | 4 | RRS | 2699 | 2702
May | b. HE3-6 | 5 | RRS | 2699 | 2702
May | b. HE3-6 | 6 | RRS | 2699 | 2702
May | c. HE7-10 | 7 | RRS | 2699 | 2702
May | c. HE7-10 | 8 | RRS | 2699 | 2702
May | c. HE7-10 | 9 | RRS | 2699 | 2702
May | c. HE7-10 | 10 | RRS | 2699 | 2702
May | d. HE11-14 | 11 | RRS | 2595 | 2702
May | d. HE11-14 | 12 | RRS | 2595 | 2702
May | d. HE11-14 | 13 | RRS | 2595 | 2702
May | d. HE11-14 | 14 | RRS | 2595 | 2702
May | e. HE15-18 | 15 | RRS | 2558 | 2597
May | e. HE15-18 | 16 | RRS | 2558 | 2597
May | e. HE15-18 | 17 | RRS | 2558 | 2597
May | e. HE15-18 | 18 | RRS | 2558 | 2597
May | f. HE19-22 | 19 | RRS | 2558 | 2560
May | f. HE19-22 | 20 | RRS | 2558 | 2560
May | f. HE19-22 | 21 | RRS | 2558 | 2560
May | f. HE19-22 | 22 | RRS | 2558 | 2560
May | a. HE1-2 & HE23-24 | 23 | RRS | 2699 | 2648
May | a. HE1-2 & HE23-24 | 24 | RRS | 2699 | 2648
Jun | a. HE1-2 & HE23-24 | 1 | RRS | 2463 | 2516
Jun | a. HE1-2 & HE23-24 | 2 | RRS | 2463 | 2516
Jun | b. HE3-6 | 3 | RRS | 2514 | 2597
Jun | b. HE3-6 | 4 | RRS | 2514 | 2597
Jun | b. HE3-6 | 5 | RRS | 2514 | 2597
Jun | b. HE3-6 | 6 | RRS | 2514 | 2597
Jun | c. HE7-10 | 7 | RRS | 2514 | 2597
Jun | c. HE7-10 | 8 | RRS | 2514 | 2597
Jun | c. HE7-10 | 9 | RRS | 2514 | 2597
Jun | c. HE7-10 | 10 | RRS | 2514 | 2597
Jun | d. HE11-14 | 11 | RRS | 2425 | 2516
Jun | d. HE11-14 | 12 | RRS | 2425 | 2516
Jun | d. HE11-14 | 13 | RRS | 2425 | 2516
Jun | d. HE11-14 | 14 | RRS | 2425 | 2516
Jun | e. HE15-18 | 15 | RRS | 2380 | 2465
Jun | e. HE15-18 | 16 | RRS | 2380 | 2465
Jun | e. HE15-18 | 17 | RRS | 2380 | 2465
Jun | e. HE15-18 | 18 | RRS | 2380 | 2465
Jun | f. HE19-22 | 19 | RRS | 2343 | 2426
Jun | f. HE19-22 | 20 | RRS | 2343 | 2426
Jun | f. HE19-22 | 21 | RRS | 2343 | 2426
Jun | f. HE19-22 | 22 | RRS | 2343 | 2426
Jun | a. HE1-2 & HE23-24 | 23 | RRS | 2463 | 2516
Jun | a. HE1-2 & HE23-24 | 24 | RRS | 2463 | 2516
Jul | a. HE1-2 & HE23-24 | 1 | RRS | 2425 | 2426
Jul | a. HE1-2 & HE23-24 | 2 | RRS | 2425 | 2426
Jul | b. HE3-6 | 3 | RRS | 2463 | 2465
Jul | b. HE3-6 | 4 | RRS | 2463 | 2465
Jul | b. HE3-6 | 5 | RRS | 2463 | 2465
Jul | b. HE3-6 | 6 | RRS | 2463 | 2465
Jul | c. HE7-10 | 7 | RRS | 2463 | 2465
Jul | c. HE7-10 | 8 | RRS | 2463 | 2465
Jul | c. HE7-10 | 9 | RRS | 2463 | 2465
Jul | c. HE7-10 | 10 | RRS | 2463 | 2465
Jul | d. HE11-14 | 11 | RRS | 2380 | 2426
Jul | d. HE11-14 | 12 | RRS | 2380 | 2426
Jul | d. HE11-14 | 13 | RRS | 2380 | 2426
Jul | d. HE11-14 | 14 | RRS | 2380 | 2426
Jul | e. HE15-18 | 15 | RRS | 2343 | 2381
Jul | e. HE15-18 | 16 | RRS | 2343 | 2381
Jul | e. HE15-18 | 17 | RRS | 2343 | 2381
Jul | e. HE15-18 | 18 | RRS | 2343 | 2381
Jul | f. HE19-22 | 19 | RRS | 2300 | 2381
Jul | f. HE19-22 | 20 | RRS | 2300 | 2381
Jul | f. HE19-22 | 21 | RRS | 2300 | 2381
Jul | f. HE19-22 | 22 | RRS | 2300 | 2381
Jul | a. HE1-2 & HE23-24 | 23 | RRS | 2425 | 2426
Jul | a. HE1-2 & HE23-24 | 24 | RRS | 2425 | 2426
Aug | a. HE1-2 & HE23-24 | 1 | RRS | 2300 | 2300
Aug | a. HE1-2 & HE23-24 | 2 | RRS | 2300 | 2300
Aug | b. HE3-6 | 3 | RRS | 2300 | 2300
Aug | b. HE3-6 | 4 | RRS | 2300 | 2300
Aug | b. HE3-6 | 5 | RRS | 2300 | 2300
Aug | b. HE3-6 | 6 | RRS | 2300 | 2300
Aug | c. HE7-10 | 7 | RRS | 2300 | 2344
Aug | c. HE7-10 | 8 | RRS | 2300 | 2344
Aug | c. HE7-10 | 9 | RRS | 2300 | 2344
Aug | c. HE7-10 | 10 | RRS | 2300 | 2344
Aug | d. HE11-14 | 11 | RRS | 2300 | 2300
Aug | d. HE11-14 | 12 | RRS | 2300 | 2300
Aug | d. HE11-14 | 13 | RRS | 2300 | 2300
Aug | d. HE11-14 | 14 | RRS | 2300 | 2300
Aug | e. HE15-18 | 15 | RRS | 2300 | 2300
Aug | e. HE15-18 | 16 | RRS | 2300 | 2300
Aug | e. HE15-18 | 17 | RRS | 2300 | 2300
Aug | e. HE15-18 | 18 | RRS | 2300 | 2300
Aug | f. HE19-22 | 19 | RRS | 2300 | 2300
Aug | f. HE19-22 | 20 | RRS | 2300 | 2300
Aug | f. HE19-22 | 21 | RRS | 2300 | 2300
Aug | f. HE19-22 | 22 | RRS | 2300 | 2300
Aug | a. HE1-2 & HE23-24 | 23 | RRS | 2300 | 2300
Aug | a. HE1-2 & HE23-24 | 24 | RRS | 2300 | 2300
Sep | a. HE1-2 & HE23-24 | 1 | RRS | 2425 | 2426
Sep | a. HE1-2 & HE23-24 | 2 | RRS | 2425 | 2426
Sep | b. HE3-6 | 3 | RRS | 2463 | 2465
Sep | b. HE3-6 | 4 | RRS | 2463 | 2465
Sep | b. HE3-6 | 5 | RRS | 2463 | 2465
Sep | b. HE3-6 | 6 | RRS | 2463 | 2465
Sep | c. HE7-10 | 7 | RRS | 2425 | 2465
Sep | c. HE7-10 | 8 | RRS | 2425 | 2465
Sep | c. HE7-10 | 9 | RRS | 2425 | 2465
Sep | c. HE7-10 | 10 | RRS | 2425 | 2465
Sep | d. HE11-14 | 11 | RRS | 2380 | 2426
Sep | d. HE11-14 | 12 | RRS | 2380 | 2426
Sep | d. HE11-14 | 13 | RRS | 2380 | 2426
Sep | d. HE11-14 | 14 | RRS | 2380 | 2426
Sep | e. HE15-18 | 15 | RRS | 2343 | 2381
Sep | e. HE15-18 | 16 | RRS | 2343 | 2381
Sep | e. HE15-18 | 17 | RRS | 2343 | 2381
Sep | e. HE15-18 | 18 | RRS | 2343 | 2381
Sep | f. HE19-22 | 19 | RRS | 2300 | 2344
Sep | f. HE19-22 | 20 | RRS | 2300 | 2344
Sep | f. HE19-22 | 21 | RRS | 2300 | 2344
Sep | f. HE19-22 | 22 | RRS | 2300 | 2344
Sep | a. HE1-2 & HE23-24 | 23 | RRS | 2425 | 2426
Sep | a. HE1-2 & HE23-24 | 24 | RRS | 2425 | 2426
Oct | a. HE1-2 & HE23-24 | 1 | RRS | 2863 | 2867
Oct | a. HE1-2 & HE23-24 | 2 | RRS | 2863 | 2867
Oct | b. HE3-6 | 3 | RRS | 2863 | 2867
Oct | b. HE3-6 | 4 | RRS | 2863 | 2867
Oct | b. HE3-6 | 5 | RRS | 2863 | 2867
Oct | b. HE3-6 | 6 | RRS | 2863 | 2867
Oct | c. HE7-10 | 7 | RRS | 2863 | 2867
Oct | c. HE7-10 | 8 | RRS | 2863 | 2867
Oct | c. HE7-10 | 9 | RRS | 2863 | 2867
Oct | c. HE7-10 | 10 | RRS | 2863 | 2867
Oct | d. HE11-14 | 11 | RRS | 2767 | 2770
Oct | d. HE11-14 | 12 | RRS | 2767 | 2770
Oct | d. HE11-14 | 13 | RRS | 2767 | 2770
Oct | d. HE11-14 | 14 | RRS | 2767 | 2770
Oct | e. HE15-18 | 15 | RRS | 2645 | 2648
Oct | e. HE15-18 | 16 | RRS | 2645 | 2648
Oct | e. HE15-18 | 17 | RRS | 2645 | 2648
Oct | e. HE15-18 | 18 | RRS | 2645 | 2648
Oct | f. HE19-22 | 19 | RRS | 2595 | 2648
Oct | f. HE19-22 | 20 | RRS | 2595 | 2648
Oct | f. HE19-22 | 21 | RRS | 2595 | 2648
Oct | f. HE19-22 | 22 | RRS | 2595 | 2648
Oct | a. HE1-2 & HE23-24 | 23 | RRS | 2863 | 2867
Oct | a. HE1-2 & HE23-24 | 24 | RRS | 2863 | 2867
Nov | a. HE1-2 & HE23-24 | 1 | RRS | 3031 | 3036
Nov | a. HE1-2 & HE23-24 | 2 | RRS | 3031 | 3036
Nov | b. HE3-6 | 3 | RRS | 3068 | 3073
Nov | b. HE3-6 | 4 | RRS | 3068 | 3073
Nov | b. HE3-6 | 5 | RRS | 3068 | 3073
Nov | b. HE3-6 | 6 | RRS | 3068 | 3073
Nov | c. HE7-10 | 7 | RRS | 3031 | 3036
Nov | c. HE7-10 | 8 | RRS | 3031 | 3036
Nov | c. HE7-10 | 9 | RRS | 3031 | 3036
Nov | c. HE7-10 | 10 | RRS | 3031 | 3036
Nov | d. HE11-14 | 11 | RRS | 2982 | 3036
Nov | d. HE11-14 | 12 | RRS | 2982 | 3036
Nov | d. HE11-14 | 13 | RRS | 2982 | 3036
Nov | d. HE11-14 | 14 | RRS | 2982 | 3036
Nov | e. HE15-18 | 15 | RRS | 2941 | 2867
Nov | e. HE15-18 | 16 | RRS | 2941 | 2867
Nov | e. HE15-18 | 17 | RRS | 2941 | 2867
Nov | e. HE15-18 | 18 | RRS | 2941 | 2867
Nov | f. HE19-22 | 19 | RRS | 2863 | 2867
Nov | f. HE19-22 | 20 | RRS | 2863 | 2867
Nov | f. HE19-22 | 21 | RRS | 2863 | 2867
Nov | f. HE19-22 | 22 | RRS | 2863 | 2867
Nov | a. HE1-2 & HE23-24 | 23 | RRS | 3031 | 3036
Nov | a. HE1-2 & HE23-24 | 24 | RRS | 3031 | 3036
Dec | a. HE1-2 & HE23-24 | 1 | RRS | 2982 | 2945
Dec | a. HE1-2 & HE23-24 | 2 | RRS | 2982 | 2945
Dec | b. HE3-6 | 3 | RRS | 2941 | 2945
Dec | b. HE3-6 | 4 | RRS | 2941 | 2945
Dec | b. HE3-6 | 5 | RRS | 2941 | 2945
Dec | b. HE3-6 | 6 | RRS | 2941 | 2945
Dec | c. HE7-10 | 7 | RRS | 2863 | 2945
Dec | c. HE7-10 | 8 | RRS | 2863 | 2945
Dec | c. HE7-10 | 9 | RRS | 2863 | 2945
Dec | c. HE7-10 | 10 | RRS | 2863 | 2945
Dec | d. HE11-14 | 11 | RRS | 2982 | 2986
Dec | d. HE11-14 | 12 | RRS | 2982 | 2986
Dec | d. HE11-14 | 13 | RRS | 2982 | 2986
Dec | d. HE11-14 | 14 | RRS | 2982 | 2986
Dec | e. HE15-18 | 15 | RRS | 2863 | 2867
Dec | e. HE15-18 | 16 | RRS | 2863 | 2867
Dec | e. HE15-18 | 17 | RRS | 2863 | 2867
Dec | e. HE15-18 | 18 | RRS | 2863 | 2867
Dec | f. HE19-22 | 19 | RRS | 2863 | 2702
Dec | f. HE19-22 | 20 | RRS | 2863 | 2702
Dec | f. HE19-22 | 21 | RRS | 2863 | 2702
Dec | f. HE19-22 | 22 | RRS | 2863 | 2702
Dec | a. HE1-2 & HE23-24 | 23 | RRS | 2982 | 2945
Dec | a. HE1-2 & HE23-24 | 24 | RRS | 2982 | 2945

## ECRS
Month | HE | Type | 2026 ECRS - CASE A | 2026 ECRS - CASE B | 2026 ECRS - CASE C | 2026 ECRS - Statistical Approach | Month | Dec |  |  |  | ECRS Requirement Comparison for December
Jan | 1 | ECRS | 1292.73 | 1292.73 | 1766.35 | 985.43 | Type | (All) |  |  |  | Case B - ERCOT Recommended: Range: 914 MW - 2163 MW; Avg: 1351 MW (93 MW increase from prev year)
Jan | 2 | ECRS | 1261.44 | 1261.44 | 1667.17 | 987.72
Jan | 3 | ECRS | 1279.92 | 1279.92 | 1911.16 | 953.82 | Row Labels | CASE A - 100% | Case B - ERCOT Recommended | Case C - 0% | Statistical Approach |  | min | 914
Jan | 4 | ECRS | 1268.29 | 1268.29 | 1641.27 | 990.03 | 1 | 1040.04 | 1225.69 | 1380.6 | 850.97 |  | max | 2163
Jan | 5 | ECRS | 1316.42 | 1316.42 | 1334.14 | 1069.24 | 2 | 932.58 | 932.58 | 1160.77 | 731.87 |  | avg | 1351
Jan | 6 | ECRS | 1471.8 | 1471.8 | 1684.3 | 1117.43 | 3 | 940.33 | 940.33 | 1127.2 | 857.62 |  | Change | 93
Jan | 7 | ECRS | 1645.52 | 1645.52 | 1645.52 | 1357.61 | 4 | 914.42 | 914.42 | 1274.7 | 725.1
Jan | 8 | ECRS | 1752.61 | 2100.7 | 1976.29 | 1425.89 | 5 | 971.69 | 971.69 | 1174.39 | 824.38
Jan | 9 | ECRS | 2043.69 | 2854.19 | 3138.44 | 1777.49 | 6 | 1091.34 | 1091.34 | 1168.71 | 772.83
Jan | 10 | ECRS | 2200.98 | 2884.14 | 2776.13 | 2165.5 | 7 | 1227.16 | 1420.08 | 1411.3 | 1045.96
Jan | 11 | ECRS | 1301.48 | 1966.62 | 2045.42 | 1840.82 | 8 | 1266.12 | 1620.28 | 1797.72 | 1292.27
Jan | 12 | ECRS | 1071.22 | 1581.61 | 1739.42 | 1324.09 | 9 | 1590.23 | 2162.8 | 2400.67 | 1779.74
Jan | 13 | ECRS | 1078.97 | 1895.65 | 2017.02 | 1044.32 | 10 | 1535.16 | 2021.26 | 2052.77 | 1840.99 |  |  | req | remove
Jan | 14 | ECRS | 1443.53 | 2336.22 | 2660.85 | 1360.7 | 11 | 840.09 | 1218.55 | 1446.72 | 1738.5 |  |  | 900 | 500
Jan | 15 | ECRS | 1559.95 | 2710.06 | 3126.43 | 1837.83 | 12 | 814.75 | 1095.91 | 1429.19 | 1137.85 |  |  | 400 | 400
Jan | 16 | ECRS | 1706.16 | 2753.8 | 3256.48 | 1851.83 | 13 | 770.58 | 1074.05 | 1332.74 | 1222.85
Jan | 17 | ECRS | 1671.8 | 2573.62 | 2916.36 | 1933.12 | 14 | 885.05 | 1572.83 | 1766.72 | 1385.13
Jan | 18 | ECRS | 1578.18 | 2064.16 | 2113 | 1540.81 | 15 | 1070.08 | 1873.77 | 2348.08 | 2262.72
Jan | 19 | ECRS | 1582.62 | 1824.39 | 1964.51 | 1289.78 | 16 | 963.75 | 1608.6 | 1818.65 | 2498.17
Jan | 20 | ECRS | 1561.95 | 1561.95 | 1561.95 | 1298.29 | 17 | 984.03 | 1440.51 | 1636.64 | 1928.05
Jan | 21 | ECRS | 1513.16 | 1513.16 | 1526.77 | 1226.56 | 18 | 1304.65 | 1600.26 | 1608.65 | 1779.87
Jan | 22 | ECRS | 1439.79 | 1491.78 | 1671.88 | 1144.87 | 19 | 1304.86 | 1304.86 | 1304.86 | 1089.62
Jan | 23 | ECRS | 1386.72 | 1411.46 | 1591.71 | 1123.76 | 20 | 1223.5 | 1325.43 | 1416.21 | 958.15
Jan | 24 | ECRS | 1326.25 | 1326.25 | 1676.73 | 1060.26 | 21 | 1166.94 | 1196.87 | 1281.13 | 879.27
Feb | 1 | ECRS | 1082.95 | 1082.95 | 1448.54 | 858.97 | 22 | 1095.72 | 1169.95 | 1351.19 | 791.89
Feb | 2 | ECRS | 1026.07 | 1026.07 | 1404.63 | 887.63 | 23 | 1064.95 | 1288.88 | 1856.98 | 875.55
Feb | 3 | ECRS | 1021.41 | 1021.41 | 1419.03 | 926.48 | 24 | 1110.09 | 1362.62 | 1742.09 | 918.05
Feb | 4 | ECRS | 1019.81 | 1019.81 | 1525.11 | 748.41
Feb | 5 | ECRS | 1054.14 | 1054.14 | 1472.49 | 858.82 | [5 empty] | Hourly Average ECRS Requirement Comparison
Feb | 6 | ECRS | 1174.71 | 1174.71 | 1362.7 | 974.34 | Type | ECRS |  |  |  | Case B - ERCOT Recommended On avg. 55 MW increase from prev year. Largest increase is in Jan by 487 MW. Largest decrease is in Jul by 617 MW.
Feb | 7 | ECRS | 1301.62 | 1301.62 | 1301.62 | 1073.76 | [10 empty] | 30MA
Feb | 8 | ECRS | 1368.58 | 1568.62 | 1451.5 | 1237.52 | Row Labels | Case A - 100% | Case B - ERCOT Recommended | Case C - 0% | Statistical Approach |  |  |  |  | min-change | -617.4033 | Jul
Feb | 9 | ECRS | 2234.09 | 2528.75 | 2544.36 | 2502.01 | Jan | 1489.7992 | 1849.4117 | 2058.7208 | 1362.8 |  | 486.6117 |  |  | max-change | 486.6117 | Jan
Feb | 10 | ECRS | 2310.59 | 2881.74 | 3006.11 | 2834.4 | Feb | 1422.4312 | 1757.8629 | 1932.3658 | 1505.12 |  | 252.7429 |  |  | AVG-CHANGE | 55.0873
Feb | 11 | ECRS | 1788.69 | 2456.92 | 2806.58 | 2170.75 | Mar | 1180.3338 | 1485.5458 | 1637.945 | 1601.6729 |  | -116.1271
Feb | 12 | ECRS | 1436.31 | 2180.01 | 2430.83 | 1583.12 | Apr | 1225.2104 | 1640.6775 | 1810.7412 | 1618.3721 |  | 22.3054
Feb | 13 | ECRS | 1507.21 | 2310.01 | 2610.08 | 1303.28 | May | 1818.0058 | 2203.2342 | 2311.64 | 1895.08 |  | 308.1542
Feb | 14 | ECRS | 1591.55 | 2401.18 | 2557.96 | 1673.06 | Jun | 1691.0729 | 2014.8479 | 2232.1771 | 1947.6425 |  | 67.2054
Feb | 15 | ECRS | 1503.35 | 1891.97 | 2157.01 | 2785.43 | Jul | 1605.535 | 1794.7229 | 1931.4288 | 2412.1263 |  | -617.4033
Feb | 16 | ECRS | 1574.1 | 2414.61 | 2571.74 | 2746.21 | Aug | 1599.4854 | 1720.6071 | 1805.3308 | 2141.6771 |  | -421.07
Feb | 17 | ECRS | 1820.22 | 2528.37 | 2677.48 | 2585.1 | Sep | 1399.5812 | 1461.6558 | 1682.415 | 1440.9288 |  | 20.7271
Feb | 18 | ECRS | 1437.73 | 2109.36 | 2230.68 | 1731.12 | Oct | 1215.3679 | 1444.0021 | 1678.4454 | 1261.36 |  | 182.6421
Feb | 19 | ECRS | 1483.78 | 2037.78 | 2132.17 | 1499 | Nov | 1334.9196 | 1655.6392 | 1840.135 | 1273.97 |  | 381.6692
Feb | 20 | ECRS | 1367.7 | 1511.64 | 1494.75 | 1109.07 | Dec | 1087.8379 | 1351.3983 | 1553.695 | 1257.8083 |  | 93.59
Feb | 21 | ECRS | 1327.29 | 1418.69 | 1458.62 | 1008.81
Feb | 22 | ECRS | 1265.77 | 1574.58 | 1691.1 | 1053.46
Feb | 23 | ECRS | 1274.97 | 1528.06 | 1455.98 | 1061.93
Feb | 24 | ECRS | 1165.71 | 1165.71 | 1165.71 | 910.2
Mar | 1 | ECRS | 794.43 | 794.43 | 1058.15 | 860.71
Mar | 2 | ECRS | 936.39 | 1130.1 | 1480.76 | 854.99
Mar | 3 | ECRS | 883.88 | 1142.44 | 1548.73 | 775.61
Mar | 4 | ECRS | 855.97 | 1047.32 | 1425.15 | 793.47
Mar | 5 | ECRS | 848.91 | 1165.38 | 1742.24 | 755.52
Mar | 6 | ECRS | 945.62 | 1285.51 | 1495.79 | 761.57
Mar | 7 | ECRS | 1258.01 | 1497.82 | 1541.93 | 1033.35
Mar | 8 | ECRS | 1366.68 | 1680.58 | 1803.04 | 1229.7
Mar | 9 | ECRS | 1583.13 | 2026.43 | 2067.16 | 2384.63
Mar | 10 | ECRS | 1606.61 | 2152.08 | 2174.4 | 2976.21
Mar | 11 | ECRS | 1329.76 | 1635.23 | 1837.51 | 2117.83
Mar | 12 | ECRS | 1173.23 | 1648.53 | 1756.13 | 1826.5
Mar | 13 | ECRS | 1104.6 | 1513.68 | 1748.72 | 1809.2
Mar | 14 | ECRS | 1048.95 | 1440.23 | 1577.88 | 1763.41
Mar | 15 | ECRS | 1525.53 | 2116.5 | 2187.59 | 2353.95
Mar | 16 | ECRS | 1658.56 | 2382.33 | 2484.44 | 3133.89
Mar | 17 | ECRS | 1598.21 | 2278.39 | 2352.75 | 2898.27
Mar | 18 | ECRS | 1378.05 | 1793.53 | 1837.07 | 3121.9
Mar | 19 | ECRS | 1278.64 | 1645.51 | 1772.26 | 2181.29
Mar | 20 | ECRS | 1167.93 | 1292.16 | 1318.08 | 1365.6
Mar | 21 | ECRS | 1131.47 | 1131.47 | 1131.47 | 1105.44
Mar | 22 | ECRS | 1032.31 | 1032.31 | 1032.31 | 929
Mar | 23 | ECRS | 987.77 | 987.77 | 987.77 | 698.3
Mar | 24 | ECRS | 833.37 | 833.37 | 949.35 | 709.81
Apr | 1 | ECRS | 825.82 | 825.82 | 1327.76 | 980.12
Apr | 2 | ECRS | 727.19 | 1003.26 | 1353.86 | 871.64
Apr | 3 | ECRS | 781.62 | 1025.21 | 1615.8 | 924.56
Apr | 4 | ECRS | 729.81 | 1027.08 | 1387.97 | 921.84
Apr | 5 | ECRS | 766.42 | 766.42 | 1328.62 | 832.46
Apr | 6 | ECRS | 894.76 | 1436.64 | 1427.64 | 827.78
Apr | 7 | ECRS | 1037.42 | 1389.63 | 1591.28 | 1254.57
Apr | 8 | ECRS | 1070.56 | 1566.64 | 1713.98 | 1467.71
Apr | 9 | ECRS | 1454.94 | 2027.39 | 2018.61 | 2836.24
Apr | 10 | ECRS | 1615.4 | 2465.76 | 2473.33 | 2902.15
Apr | 11 | ECRS | 1536.52 | 2409.84 | 2662.87 | 2197.3
Apr | 12 | ECRS | 1490.73 | 2205.91 | 2427.63 | 1887.24
Apr | 13 | ECRS | 1570.03 | 2232.91 | 2205.3 | 1646.53
Apr | 14 | ECRS | 1677.18 | 2359.7 | 2456.42 | 1826.82
Apr | 15 | ECRS | 1765.85 | 2521.82 | 2769.81 | 1816.82
Apr | 16 | ECRS | 1738.55 | 2573.07 | 2561.29 | 2377.02
Apr | 17 | ECRS | 1557.96 | 2489.26 | 2507.47 | 2455.44
Apr | 18 | ECRS | 1337.46 | 1948.85 | 2011.63 | 2847.66
Apr | 19 | ECRS | 1251.36 | 1525.58 | 1669.07 | 2467.82
Apr | 20 | ECRS | 1236.35 | 1236.35 | 1236.35 | 1483.23
Apr | 21 | ECRS | 1302.2 | 1302.2 | 1302.2 | 1206.2
Apr | 22 | ECRS | 1133 | 1133 | 1133 | 976.73
Apr | 23 | ECRS | 1032.26 | 1032.26 | 1032.26 | 939.11
Apr | 24 | ECRS | 871.66 | 871.66 | 1243.64 | 893.94
May | 1 | ECRS | 994.99 | 1274.65 | 1557.16 | 875.44
May | 2 | ECRS | 1049.78 | 1385.29 | 1895.97 | 990.96
May | 3 | ECRS | 922.24 | 1195.47 | 1778.84 | 961.69
May | 4 | ECRS | 876.64 | 1057.51 | 1499.45 | 717.71
May | 5 | ECRS | 997.59 | 1180.5 | 1540.15 | 830.38
May | 6 | ECRS | 1187.02 | 1515.29 | 1893.33 | 760.16
May | 7 | ECRS | 1128.12 | 1547.05 | 1734.49 | 1505.3
May | 8 | ECRS | 1476.42 | 1903.71 | 2056.89 | 2282.72
May | 9 | ECRS | 2063 | 2843.75 | 2773.85 | 3381.7
May | 10 | ECRS | 2397.45 | 3290.23 | 3136.57 | 2880.18
May | 11 | ECRS | 2857.29 | 3490.2 | 3661.74 | 2259.22
May | 12 | ECRS | 2937.91 | 3643.2 | 3937.72 | 2010.94
May | 13 | ECRS | 2877.37 | 3471.89 | 3315.43 | 2066.43
May | 14 | ECRS | 1880.08 | 2571.08 | 2663.34 | 2246.46
May | 15 | ECRS | 1769.65 | 2366.19 | 2473.64 | 2571.12
May | 16 | ECRS | 1808.47 | 2213.45 | 2220.71 | 2937.75
May | 17 | ECRS | 2195.8 | 2340.47 | 2186.39 | 3002.6
May | 18 | ECRS | 2242.95 | 2409.56 | 2502.63 | 3038.2
May | 19 | ECRS | 2165.02 | 2475.85 | 2296.33 | 2694.47
May | 20 | ECRS | 1820.88 | 2076.48 | 2198.77 | 2034.64
May | 21 | ECRS | 2346.17 | 2521.67 | 2220.83 | 1645.85
May | 22 | ECRS | 2162.86 | 2352.99 | 2380.76 | 1581.68
May | 23 | ECRS | 2191.34 | 2332.65 | 2063.56 | 1092.04
May | 24 | ECRS | 1283.1 | 1418.49 | 1490.81 | 1114.28
Jun | 1 | ECRS | 1126.77 | 1126.77 | 1445.91 | 811.63
Jun | 2 | ECRS | 1049.99 | 1049.99 | 1508.27 | 943.69
Jun | 3 | ECRS | 1027.31 | 1030.3 | 1822.28 | 943.95
Jun | 4 | ECRS | 1002.41 | 1053.42 | 1854.28 | 947.02
Jun | 5 | ECRS | 1000.67 | 1063.13 | 1857.33 | 1130.6
Jun | 6 | ECRS | 1049.49 | 1098.74 | 1524.86 | 970.22
Jun | 7 | ECRS | 1080.52 | 1209.01 | 1433.87 | 1596.86
Jun | 8 | ECRS | 2060.57 | 2424.4 | 2138.07 | 2461.15
Jun | 9 | ECRS | 2215.01 | 2728.02 | 2907.72 | 3219.36
Jun | 10 | ECRS | 2216.66 | 2667.45 | 2901.65 | 3146.38
Jun | 11 | ECRS | 2025.13 | 2764.53 | 3267.14 | 3474.79
Jun | 12 | ECRS | 1429.2 | 2506.71 | 2565.64 | 2810.48
Jun | 13 | ECRS | 1394.45 | 1921.52 | 1932.48 | 2734.96
Jun | 14 | ECRS | 1541.91 | 2084.35 | 2385.89 | 2670.83
Jun | 15 | ECRS | 1667.43 | 1987 | 2220.88 | 2193.29
Jun | 16 | ECRS | 1750.28 | 1954.94 | 1998.56 | 2695.81
Jun | 17 | ECRS | 2755.17 | 3063.27 | 2793.75 | 2596.69
Jun | 18 | ECRS | 3005.55 | 3387.99 | 3524.75 | 2353.57
Jun | 19 | ECRS | 2693.81 | 3231.87 | 3467.88 | 2214.68
Jun | 20 | ECRS | 2098.25 | 2598.61 | 2391.99 | 2162.83
Jun | 21 | ECRS | 1769.39 | 2045.13 | 1939.91 | 1431.94
Jun | 22 | ECRS | 1604.84 | 1883.56 | 1927.69 | 1226.87
Jun | 23 | ECRS | 1566.97 | 1831.12 | 2016.9 | 1098.02
Jun | 24 | ECRS | 1453.97 | 1644.52 | 1744.55 | 907.8
Jul | 1 | ECRS | 1172.77 | 1172.77 | 1235.68 | 796.92
Jul | 2 | ECRS | 1064.03 | 1064.03 | 1064.03 | 772.25
Jul | 3 | ECRS | 1069.09 | 1069.09 | 1230.13 | 751.13
Jul | 4 | ECRS | 1049.94 | 1049.94 | 1526.84 | 796.1
Jul | 5 | ECRS | 1026.33 | 1071.39 | 1834.01 | 805.92
Jul | 6 | ECRS | 1088.4 | 1359.37 | 1605.52 | 917.95
Jul | 7 | ECRS | 1107.53 | 1511.65 | 1819.01 | 1637.58
Jul | 8 | ECRS | 2016.94 | 2395.49 | 2477.08 | 2566.12
Jul | 9 | ECRS | 2302.96 | 2681.26 | 3078.9 | 4093.86
Jul | 10 | ECRS | 2339.84 | 2772.7 | 2940.73 | 4062.99
Jul | 11 | ECRS | 2050.12 | 2416.54 | 2511.53 | 4141.69
Jul | 12 | ECRS | 1605.03 | 1958.77 | 1888.79 | 3957.8
Jul | 13 | ECRS | 1471.64 | 1736.38 | 2033.88 | 3499.45
Jul | 14 | ECRS | 1595.36 | 1602.51 | 1603.81 | 3549.48
Jul | 15 | ECRS | 1685.7 | 1891.2 | 1896.15 | 3341.84
Jul | 16 | ECRS | 1841.7 | 2037.77 | 2099.94 | 3759.33
Jul | 17 | ECRS | 2074.92 | 2499.2 | 2428.27 | 3922.68
Jul | 18 | ECRS | 1990.45 | 2343.8 | 2492.06 | 3815.45
Jul | 19 | ECRS | 1738.94 | 2169.76 | 2258.74 | 3136.33
Jul | 20 | ECRS | 1836.25 | 1864.83 | 1924.29 | 2009.46
Jul | 21 | ECRS | 1892.8 | 1892.8 | 1892.8 | 1772.48
Jul | 22 | ECRS | 1695.64 | 1695.64 | 1695.64 | 1644.23
Jul | 23 | ECRS | 1519.48 | 1519.48 | 1519.48 | 1153.31
Jul | 24 | ECRS | 1296.98 | 1296.98 | 1296.98 | 986.68
Aug | 1 | ECRS | 1316.03 | 1316.03 | 1316.03 | 897.79
Aug | 2 | ECRS | 1241.27 | 1241.27 | 1241.27 | 857.63
Aug | 3 | ECRS | 1174.16 | 1174.16 | 1174.16 | 878.61
Aug | 4 | ECRS | 1128.86 | 1128.86 | 1167.22 | 852.63
Aug | 5 | ECRS | 1161.77 | 1161.77 | 1214.78 | 868.39
Aug | 6 | ECRS | 1211.94 | 1211.94 | 1275.83 | 882.29
Aug | 7 | ECRS | 1265.7 | 1265.7 | 1265.7 | 1464.52
Aug | 8 | ECRS | 1269.6 | 1356.7 | 1700.78 | 1766.77
Aug | 9 | ECRS | 1203.51 | 1728.42 | 2155.03 | 3201.58
Aug | 10 | ECRS | 1409.39 | 1997 | 2517.87 | 2973.73
Aug | 11 | ECRS | 1519.44 | 2084.2 | 2634.92 | 3768.92
Aug | 12 | ECRS | 1434.29 | 1891.91 | 2004.54 | 3666.2
Aug | 13 | ECRS | 1671.79 | 1671.79 | 1694.71 | 3215.54
Aug | 14 | ECRS | 1816.87 | 1816.87 | 1816.87 | 3016.46
Aug | 15 | ECRS | 1880.84 | 1880.84 | 1880.84 | 2804.99
Aug | 16 | ECRS | 1933.59 | 2134.6 | 2076.64 | 3051.34
Aug | 17 | ECRS | 2152.28 | 2394.22 | 2286.22 | 3364.73
Aug | 18 | ECRS | 2335.81 | 2486.98 | 2528.82 | 3735.5
Aug | 19 | ECRS | 1998.5 | 2089.3 | 2113.7 | 2569.86
Aug | 20 | ECRS | 2118.74 | 2118.74 | 2118.74 | 1547.76
Aug | 21 | ECRS | 2095.29 | 2095.29 | 2095.29 | 1870.77
Aug | 22 | ECRS | 1908 | 1908 | 1908 | 1590.87
Aug | 23 | ECRS | 1678.34 | 1678.34 | 1678.34 | 1366.95
Aug | 24 | ECRS | 1461.64 | 1461.64 | 1461.64 | 1186.42
Sep | 1 | ECRS | 1149.57 | 1149.57 | 1429.94 | 895.8
Sep | 2 | ECRS | 1069.02 | 1069.02 | 1316.95 | 903.53
Sep | 3 | ECRS | 1051.25 | 1051.25 | 1221.8 | 822.12
Sep | 4 | ECRS | 1042.49 | 1042.49 | 1658.08 | 814.03
Sep | 5 | ECRS | 1044.13 | 1044.13 | 1749.65 | 805.22
Sep | 6 | ECRS | 1083.02 | 1083.02 | 1621.63 | 855.71
Sep | 7 | ECRS | 1171.32 | 1171.32 | 1388.8 | 974.48
Sep | 8 | ECRS | 1192.03 | 1192.03 | 1420.41 | 1056.87
Sep | 9 | ECRS | 1311.13 | 1605.28 | 1934.99 | 2496.29
Sep | 10 | ECRS | 1554.5 | 1773.32 | 2164.75 | 2356.3
Sep | 11 | ECRS | 1408.22 | 1673.59 | 2182.57 | 1207.5
Sep | 12 | ECRS | 1226.03 | 1609.35 | 1919.35 | 1096.09
Sep | 13 | ECRS | 1375.44 | 1589.68 | 1955.39 | 1299.24
Sep | 14 | ECRS | 1481.4 | 1481.4 | 1583.31 | 1407.79
Sep | 15 | ECRS | 1557.35 | 1557.35 | 1609.09 | 1687.01
Sep | 16 | ECRS | 1619.78 | 1621.2 | 1705.32 | 1874.86
Sep | 17 | ECRS | 1656.42 | 1762.71 | 1682.89 | 2208.16
Sep | 18 | ECRS | 1731.65 | 1737.83 | 1821.58 | 2636.59
Sep | 19 | ECRS | 1822.84 | 1822.84 | 1822.84 | 2520.31
Sep | 20 | ECRS | 1919.3 | 1919.3 | 1919.3 | 1671.17
Sep | 21 | ECRS | 1787.67 | 1787.67 | 1787.67 | 1455.32
Sep | 22 | ECRS | 1607.21 | 1607.21 | 1607.21 | 1317.75
Sep | 23 | ECRS | 1462.2 | 1462.2 | 1462.2 | 1207.42
Sep | 24 | ECRS | 1265.98 | 1265.98 | 1412.24 | 1012.73
Oct | 1 | ECRS | 888.94 | 888.94 | 1525.88 | 597.44
Oct | 2 | ECRS | 836.32 | 836.32 | 1501.09 | 604.24
Oct | 3 | ECRS | 805.56 | 805.56 | 1340.11 | 868.37
Oct | 4 | ECRS | 803.18 | 803.18 | 1270.39 | 571.81
Oct | 5 | ECRS | 825.75 | 825.75 | 1564.37 | 867.77
Oct | 6 | ECRS | 903.32 | 1043.5 | 1728.26 | 696.17
Oct | 7 | ECRS | 1004.86 | 1290 | 1382.54 | 1104.84
Oct | 8 | ECRS | 1084.33 | 1478.37 | 1525.53 | 1052.86
Oct | 9 | ECRS | 1447.13 | 2075.79 | 2341.39 | 2442.58
Oct | 10 | ECRS | 1730.46 | 2507.72 | 2834.22 | 3638.87
Oct | 11 | ECRS | 1382.83 | 2155.44 | 2387.09 | 1064.54
Oct | 12 | ECRS | 1152.66 | 1906.31 | 2051.93 | 1222.72
Oct | 13 | ECRS | 1058.2 | 1469.64 | 1807.52 | 1483.3
Oct | 14 | ECRS | 1162.91 | 1399.14 | 1576.18 | 1377.51
Oct | 15 | ECRS | 1260.74 | 1463.24 | 1617.28 | 1281.12
Oct | 16 | ECRS | 1364.26 | 1628.43 | 1445.5 | 1306.75
Oct | 17 | ECRS | 1500.54 | 1804.34 | 1864.35 | 1374.07
Oct | 18 | ECRS | 1513.88 | 1737.92 | 1833.68 | 1435.57
Oct | 19 | ECRS | 1723.78 | 1723.78 | 1723.78 | 1447.5
Oct | 20 | ECRS | 1686.69 | 1686.69 | 1686.69 | 1620.08
Oct | 21 | ECRS | 1491.08 | 1491.08 | 1491.08 | 1237.71
Oct | 22 | ECRS | 1277.67 | 1371.17 | 1305.28 | 1186.49
Oct | 23 | ECRS | 1228.36 | 1228.36 | 1228.36 | 976.77
Oct | 24 | ECRS | 1035.38 | 1035.38 | 1250.19 | 813.56
Nov | 1 | ECRS | 1022.38 | 1022.38 | 1465.87 | 757.36
Nov | 2 | ECRS | 968.62 | 968.62 | 1289.47 | 646.03
Nov | 3 | ECRS | 996.46 | 996.46 | 1401.1 | 856.05
Nov | 4 | ECRS | 999.93 | 999.93 | 1417.86 | 945.69
Nov | 5 | ECRS | 1007.39 | 1007.39 | 1596.75 | 1153.21
Nov | 6 | ECRS | 1068.42 | 1379.38 | 1755.11 | 855.91
Nov | 7 | ECRS | 1117.34 | 1456.1 | 1645.03 | 883.98
Nov | 8 | ECRS | 1142.81 | 1476.86 | 1544.93 | 1338.86
Nov | 9 | ECRS | 2084.03 | 3007.13 | 2959.2 | 2393.01
Nov | 10 | ECRS | 2006.39 | 2900.39 | 3162.69 | 1818.74
Nov | 11 | ECRS | 1848.25 | 2544.7 | 2760.14 | 1213.29
Nov | 12 | ECRS | 1652.42 | 2141.98 | 2131.62 | 1106.66
Nov | 13 | ECRS | 1189.58 | 1737.39 | 1743.09 | 1059.84
Nov | 14 | ECRS | 1312.94 | 1988.16 | 2197.96 | 1432.13
Nov | 15 | ECRS | 1429.15 | 2102.82 | 2324.85 | 2327
Nov | 16 | ECRS | 1713.56 | 2309.34 | 2292.54 | 2730.28
Nov | 17 | ECRS | 1819.2 | 2437.58 | 2544.15 | 2125.58
Nov | 18 | ECRS | 1535.46 | 2119.29 | 2077.95 | 1508.89
Nov | 19 | ECRS | 1328.58 | 1328.58 | 1328.58 | 1127.33
Nov | 20 | ECRS | 1271.55 | 1271.55 | 1271.55 | 952.37
Nov | 21 | ECRS | 1199.82 | 1199.82 | 1199.82 | 954.78
Nov | 22 | ECRS | 1129.68 | 1129.68 | 1240.81 | 793.98
Nov | 23 | ECRS | 1136.39 | 1136.39 | 1448.51 | 855.66
Nov | 24 | ECRS | 1057.72 | 1073.42 | 1363.66 | 738.65
Dec | 1 | ECRS | 1040.04 | 1225.69 | 1380.6 | 850.97
Dec | 2 | ECRS | 932.58 | 932.58 | 1160.77 | 731.87
Dec | 3 | ECRS | 940.33 | 940.33 | 1127.2 | 857.62
Dec | 4 | ECRS | 914.42 | 914.42 | 1274.7 | 725.1
Dec | 5 | ECRS | 971.69 | 971.69 | 1174.39 | 824.38
Dec | 6 | ECRS | 1091.34 | 1091.34 | 1168.71 | 772.83
Dec | 7 | ECRS | 1227.16 | 1420.08 | 1411.3 | 1045.96
Dec | 8 | ECRS | 1266.12 | 1620.28 | 1797.72 | 1292.27
Dec | 9 | ECRS | 1590.23 | 2162.8 | 2400.67 | 1779.74
Dec | 10 | ECRS | 1535.16 | 2021.26 | 2052.77 | 1840.99
Dec | 11 | ECRS | 840.09 | 1218.55 | 1446.72 | 1738.5
Dec | 12 | ECRS | 814.75 | 1095.91 | 1429.19 | 1137.85
Dec | 13 | ECRS | 770.58 | 1074.05 | 1332.74 | 1222.85
Dec | 14 | ECRS | 885.05 | 1572.83 | 1766.72 | 1385.13
Dec | 15 | ECRS | 1070.08 | 1873.77 | 2348.08 | 2262.72
Dec | 16 | ECRS | 963.75 | 1608.6 | 1818.65 | 2498.17
Dec | 17 | ECRS | 984.03 | 1440.51 | 1636.64 | 1928.05
Dec | 18 | ECRS | 1304.65 | 1600.26 | 1608.65 | 1779.87
Dec | 19 | ECRS | 1304.86 | 1304.86 | 1304.86 | 1089.62
Dec | 20 | ECRS | 1223.5 | 1325.43 | 1416.21 | 958.15
Dec | 21 | ECRS | 1166.94 | 1196.87 | 1281.13 | 879.27
Dec | 22 | ECRS | 1095.72 | 1169.95 | 1351.19 | 791.89
Dec | 23 | ECRS | 1064.95 | 1288.88 | 1856.98 | 875.55
Dec | 24 | ECRS | 1110.09 | 1362.62 | 1742.09 | 918.05

## NSRS
Month | Group | HE | Type | 2026 NSRS - CASE A | 2026 NSRS - CASE B | 2026 NSRS - CASE C | 2026 NSRS - Statistical Approach | Month | Dec |  |  | Method | 6500 |  |  | Non-Spin Requirement Comparison for December | Statistical Approach Range: 2446 MW - 4467 MW; Avg: 3387 MW
Jan | a. HE1-2 & HE23-24 | 1 | NSRS | 1141.94 | 2266.12 | 4218.47 | 2313.78 | Type | NSRS | [5 empty] | #REF! | Case B - ERCOT Recommended Range: 1869 MW - 4601 MW; Avg: 3068 MW (319 MW decrease from statistical method) | [5 empty] | `
Jan | a. HE1-2 & HE23-24 | 2 | NSRS | 1871.1 | 2959.97 | 4464.77 | 2313.78 | [8 empty] | Statistical Approach | Case B - ERCOT Recommended Range: 1869 MW - 4601 MW; Avg: 3068 MW (319 MW decrease from statistical method)
Jan | b. HE3-6 | 3 | NSRS | 1924.94 | 3019.9 | 4883.23 | 2835.36 | Row Labels | Case A - 100% | Case B - ERCOT Recommended | Case C - 0% | Statistical Approach |  |  | min | 2446 | 1869 | 2578 | Case B - ERCOT Recommended Range: 1869 MW - 4601 MW; Avg: 3068 MW (319 MW decrease from statistical method)
Jan | b. HE3-6 | 4 | NSRS | 1862.97 | 2889.25 | 4490.67 | 2835.36 | 1 | 2989.9 | 3523.59 | 3968.92 | 2445.79 |  |  | max | 4467 | 4601 | 5429
Jan | b. HE3-6 | 5 | NSRS | 1462.35 | 2520.76 | 4113.08 | 2835.36 | 2 | 641.59 | 1869.3 | 3187.78 | 2445.79 |  |  | avg | 3387 | 3068 | 3693
Jan | b. HE3-6 | 6 | NSRS | 1895.49 | 2821.79 | 4239.18 | 2835.36 | 3 | 964.18 | 1941.24 | 3230.23 | 3222.32 |  |  | Change | 3387 | -319 | 306
Jan | c. HE7-10 | 7 | NSRS | 2652.08 | 3492.94 | 3410.98 | 3605.35 | 4 | 1504.01 | 2151.62 | 3807.59 | 3222.32 | [5 empty] | 625
Jan | c. HE7-10 | 8 | NSRS | 3671.69 | 4602.96 | 4330.37 | 3605.35 | 5 | 1677.27 | 2277 | 3653.78 | 3222.32
Jan | c. HE7-10 | 9 | NSRS | 2998.35 | 4187.45 | 4604.48 | 3605.35 | 6 | 1789.59 | 2695.55 | 3126.33 | 3222.32
Jan | c. HE7-10 | 10 | NSRS | 2799.08 | 3667.89 | 3530.53 | 3605.35 | 7 | 2494.52 | 3492.47 | 3470.89 | 3335.89
Jan | d. HE11-14 | 11 | NSRS | 2021.23 | 3054.21 | 3176.6 | 3786.47 | 8 | 2669.19 | 3678.72 | 4081.57 | 3335.89
Jan | d. HE11-14 | 12 | NSRS | 1784.38 | 3061.12 | 3366.57 | 3786.47 | 9 | 2304.27 | 3133.94 | 3478.62 | 3335.89
Jan | d. HE11-14 | 13 | NSRS | 2184.12 | 3837.31 | 4082.98 | 3718.47 | 10 | 2234.57 | 2942.13 | 2987.99 | 3335.89
Jan | d. HE11-14 | 14 | NSRS | 2407.95 | 3897.04 | 4438.55 | 3718.47 | 11 | 1334.15 | 2171.4 | 2577.99 | 3180.85
Jan | e. HE15-18 | 15 | NSRS | 2346.38 | 4076.32 | 4702.58 | 3893.79 | 12 | 1173.82 | 2503.64 | 3265.03 | 3180.85
Jan | e. HE15-18 | 16 | NSRS | 2611.57 | 4215.16 | 4984.59 | 3893.79 | 13 | 1246.81 | 2340.17 | 2903.8 | 3493.1
Jan | e. HE15-18 | 17 | NSRS | 2816.17 | 4335.3 | 4912.65 | 3893.79 | 14 | 1634.01 | 2903.8 | 3261.78 | 3493.1
Jan | e. HE15-18 | 18 | NSRS | 3398.34 | 4444.82 | 4550 | 3893.79 | 15 | 1602.74 | 2806.5 | 3516.91 | 4467.21
Jan | f. HE19-22 | 19 | NSRS | 3932.31 | 4989.83 | 5373.07 | 3432.94 | 16 | 1700.97 | 2839.12 | 3209.85 | 4467.21
Jan | f. HE19-22 | 20 | NSRS | 3998.91 | 4952.93 | 4646.9 | 3432.94 | 17 | 1846.53 | 2779.77 | 3158.24 | 4467.21
Jan | f. HE19-22 | 21 | NSRS | 3220.15 | 4189.77 | 4585.23 | 3432.94 | 18 | 2965.06 | 3643.51 | 3662.61 | 4467.21
Jan | f. HE19-22 | 22 | NSRS | 3183.31 | 3961.82 | 4440.12 | 3432.94 | 19 | 3767.3 | 4600.55 | 4870.11 | 3512.06
Jan | a. HE1-2 & HE23-24 | 23 | NSRS | 2625.68 | 3737.4 | 4214.69 | 2636.78 | 20 | 3282.64 | 4140.89 | 4424.53 | 3512.06
Jan | a. HE1-2 & HE23-24 | 24 | NSRS | 1491.46 | 2242.76 | 4235.57 | 2636.78 | 21 | 2700.13 | 3687.1 | 3946.68 | 3512.06
Feb | a. HE1-2 & HE23-24 | 1 | NSRS | 1036.81 | 1813.96 | 3241.47 | 2009.73 | 22 | 2729.39 | 3968.47 | 4583.22 | 3512.06
Feb | a. HE1-2 & HE23-24 | 2 | NSRS | 1514.57 | 2064.62 | 4065.57 | 2009.73 | 23 | 2946.12 | 3768.05 | 5428.91 | 2451.29
Feb | b. HE3-6 | 3 | NSRS | 1533.9 | 2500.82 | 3929.81 | 2055.11 | 24 | 3079.93 | 3780.6 | 4833.43 | 2451.29
Feb | b. HE3-6 | 4 | NSRS | 1554.19 | 2526.92 | 4401.58 | 2055.11
Feb | b. HE3-6 | 5 | NSRS | 1422.15 | 2499.49 | 4157.87 | 2055.11 | Type | NSRS | [6 empty] | Hourly Average Non-Spin Requirement Comparison
Feb | b. HE3-6 | 6 | NSRS | 1346.92 | 2199.65 | 3532.19 | 2055.11 | [8 empty] | Case B - ERCOT Recommended On avg. 58 MW increase from statistical approach. Largest increase is in Feb by 703 MW. Largest decrease is in Jul by 500 MW. | Case B - ERCOT Recommended On avg. 58 MW increase from statistical approach. Largest increase is in Feb by 703 MW. Largest decrease is in Jul by 500 MW.
Feb | c. HE7-10 | 7 | NSRS | 2167.13 | 2666.26 | 2725.28 | 2937.6 | Row Labels | Case A - 100% | Case B - ERCOT Recommended | Case C - 0% | Statistical Approach |  |  |  | min-change | -500.1992 | Jul | 0 | #N/A
Feb | c. HE7-10 | 8 | NSRS | 2925.99 | 3353.67 | 3103.26 | 2937.6 | Jan | 2512.5812 | 3642.7008 | 4333.1608 | 3332.5317 | 310.1692 | 690.46 |  | max-change | 703.3704 | Feb | 960.3321 | Sep | 8
Feb | c. HE7-10 | 9 | NSRS | 2530.23 | 2863.96 | 2881.64 | 2937.6 | Feb | 2469.0429 | 3421.1471 | 4002.9892 | 2717.7767 | 703.3704 | 581.8421 |  | AVG-CHANGE | 58.0237 |  | 569.938 |  | 6
Feb | c. HE7-10 | 10 | NSRS | 2697.21 | 3363.92 | 3509.11 | 2937.6 | Mar | 2033.9542 | 2717.0796 | 3110.8979 | 2876.7967 | -159.7171 | 393.8183 | [6 empty] | 2
Feb | d. HE11-14 | 11 | NSRS | 3054.32 | 4195.37 | 4792.45 | 2696.17 | Apr | 2106.1658 | 3023.2158 | 3454.9133 | 2801.6117 | 221.6042 | 431.6975 | [6 empty] | 3
Feb | d. HE11-14 | 12 | NSRS | 2852.55 | 4329.55 | 4827.68 | 2696.17 | May | 3415.5267 | 4141.4658 | 4471.9346 | 3800.3517 | 341.1142 | 330.4688 | [6 empty] | 1
Feb | d. HE11-14 | 13 | NSRS | 2684.26 | 4114 | 4648.42 | 2725.17 | Jun | 2560.9633 | 3420.9438 | 3933.9129 | 3061.5617 | 359.3821 | 512.9692 | [6 empty] | 4
Feb | d. HE11-14 | 14 | NSRS | 2484.33 | 3748.11 | 3992.84 | 2725.17 | Jul | 1964.5992 | 2647.6042 | 3192.7008 | 3147.8033 | -500.1992 | 545.0967 | [6 empty] | 5
Feb | e. HE15-18 | 15 | NSRS | 2180.69 | 2744.41 | 3128.86 | 3396.51 | Aug | 1519.0737 | 2128.4437 | 2759.5433 | 2435.1017 | -306.6579 | 631.0996 | [6 empty] | 7
Feb | e. HE15-18 | 16 | NSRS | 2306.77 | 3538.5 | 3768.76 | 3396.51 | Sep | 1301.5804 | 1969.4767 | 2929.8088 | 2098.4317 | -128.955 | 960.3321 | [6 empty] | #N/A
Feb | e. HE15-18 | 17 | NSRS | 3140.45 | 4362.25 | 4619.5 | 3396.51 | Oct | 1863.9175 | 2704.0704 | 3357.1375 | 2588.2167 | 115.8538 | 653.0671 | [6 empty] | #N/A
Feb | e. HE15-18 | 18 | NSRS | 3512.89 | 5153.91 | 5450.35 | 3396.51 | Nov | 1998.6892 | 2853.6025 | 3337.1046 | 2794.4133 | 59.1892 | 483.5021 | [6 empty] | #N/A
Feb | f. HE19-22 | 19 | NSRS | 3594.18 | 4936.16 | 5164.81 | 3046.54 | Dec | 2136.6121 | 3068.2971 | 3693.1996 | 3387.1658 | -318.8687 | 624.9025 | [6 empty] | #N/A
Feb | f. HE19-22 | 20 | NSRS | 3384.49 | 4717.12 | 4664.42 | 3046.54
Feb | f. HE19-22 | 21 | NSRS | 3195.56 | 3968.36 | 4080.05 | 3046.54
Feb | f. HE19-22 | 22 | NSRS | 3310.96 | 4139.61 | 4445.93 | 3046.54
Feb | a. HE1-2 & HE23-24 | 23 | NSRS | 3180.66 | 3994.15 | 3805.76 | 2310.73
Feb | a. HE1-2 & HE23-24 | 24 | NSRS | 1645.82 | 2312.76 | 3134.13 | 2310.73
Mar | a. HE1-2 & HE23-24 | 1 | NSRS | 891.25 | 1538.52 | 2501.3 | 1758.38
Mar | a. HE1-2 & HE23-24 | 2 | NSRS | 2445.35 | 2951.2 | 3866.96 | 1758.38
Mar | b. HE3-6 | 3 | NSRS | 2497.85 | 3228.54 | 4376.72 | 1714.39
Mar | b. HE3-6 | 4 | NSRS | 2524.99 | 3089.47 | 4204.02 | 1714.39
Mar | b. HE3-6 | 5 | NSRS | 2066.17 | 2836.42 | 4240.44 | 1714.39
Mar | b. HE3-6 | 6 | NSRS | 2297.12 | 3122.79 | 3633.61 | 1714.39
Mar | c. HE7-10 | 7 | NSRS | 2811.12 | 3346.99 | 3445.55 | 3177.94
Mar | c. HE7-10 | 8 | NSRS | 2623.81 | 3226.44 | 3461.55 | 3177.94
Mar | c. HE7-10 | 9 | NSRS | 2247.15 | 2876.37 | 2934.2 | 3177.94
Mar | c. HE7-10 | 10 | NSRS | 1904 | 2550.44 | 2576.89 | 3177.94
Mar | d. HE11-14 | 11 | NSRS | 2000.25 | 2459.75 | 2764.03 | 3560.75
Mar | d. HE11-14 | 12 | NSRS | 1765.05 | 2480.1 | 2641.98 | 3560.75
Mar | d. HE11-14 | 13 | NSRS | 1819.73 | 2493.66 | 2880.86 | 3396.75
Mar | d. HE11-14 | 14 | NSRS | 1874.84 | 2574.2 | 2820.23 | 3396.75
Mar | e. HE15-18 | 15 | NSRS | 2459.6 | 3412.43 | 3527.05 | 3815.87
Mar | e. HE15-18 | 16 | NSRS | 2357.2 | 3385.86 | 3530.98 | 3815.87
Mar | e. HE15-18 | 17 | NSRS | 2245.28 | 3200.85 | 3305.31 | 3815.87
Mar | e. HE15-18 | 18 | NSRS | 2034.16 | 2647.47 | 2711.74 | 3815.87
Mar | f. HE19-22 | 19 | NSRS | 2357.76 | 3034.25 | 3267.98 | 3192.45
Mar | f. HE19-22 | 20 | NSRS | 2297.88 | 3167.19 | 3230.73 | 3192.45
Mar | f. HE19-22 | 21 | NSRS | 2103.29 | 2711.86 | 2579.96 | 3192.45
Mar | f. HE19-22 | 22 | NSRS | 1290 | 1831.17 | 2003.58 | 3192.45
Mar | a. HE1-2 & HE23-24 | 23 | NSRS | 1151.82 | 1749.7 | 1877 | 2004.38
Mar | a. HE1-2 & HE23-24 | 24 | NSRS | 749.23 | 1294.24 | 2278.88 | 2004.38
Apr | a. HE1-2 & HE23-24 | 1 | NSRS | 1073.82 | 1778.91 | 3137.59 | 1768.86
Apr | a. HE1-2 & HE23-24 | 2 | NSRS | 1756.67 | 2646.65 | 3571.58 | 1768.86
Apr | b. HE3-6 | 3 | NSRS | 1745.05 | 2619.82 | 4129 | 2160.94
Apr | b. HE3-6 | 4 | NSRS | 1744.05 | 2617.69 | 3537.47 | 2160.94
Apr | b. HE3-6 | 5 | NSRS | 1155.74 | 1978.15 | 3670.38 | 2160.94
Apr | b. HE3-6 | 6 | NSRS | 2057.45 | 3303.46 | 3282.78 | 2160.94
Apr | c. HE7-10 | 7 | NSRS | 2544.34 | 3408.16 | 3902.72 | 3074.43
Apr | c. HE7-10 | 8 | NSRS | 2361.03 | 3455.09 | 3780.03 | 3074.43
Apr | c. HE7-10 | 9 | NSRS | 1930.64 | 2690.25 | 2678.6 | 3074.43
Apr | c. HE7-10 | 10 | NSRS | 2490.62 | 3801.7 | 3813.37 | 3074.43
Apr | d. HE11-14 | 11 | NSRS | 2694.44 | 4225.9 | 4669.62 | 3538.55
Apr | d. HE11-14 | 12 | NSRS | 2786.79 | 4123.76 | 4538.24 | 3538.55
Apr | d. HE11-14 | 13 | NSRS | 2865.56 | 4075.44 | 4025.04 | 3477.05
Apr | d. HE11-14 | 14 | NSRS | 2982.84 | 4196.69 | 4368.71 | 3477.05
Apr | e. HE15-18 | 15 | NSRS | 3055.5 | 4363.57 | 4792.66 | 3190.97
Apr | e. HE15-18 | 16 | NSRS | 2662.56 | 3940.62 | 3922.58 | 3190.97
Apr | e. HE15-18 | 17 | NSRS | 2070.06 | 3307.48 | 3331.68 | 3190.97
Apr | e. HE15-18 | 18 | NSRS | 2027.56 | 2954.43 | 3049.6 | 3190.97
Apr | f. HE19-22 | 19 | NSRS | 2119.47 | 2583.92 | 2826.94 | 3051.42
Apr | f. HE19-22 | 20 | NSRS | 2362.35 | 2765.18 | 2788.85 | 3051.42
Apr | f. HE19-22 | 21 | NSRS | 1819.38 | 2519.7 | 2479.81 | 3051.42
Apr | f. HE19-22 | 22 | NSRS | 1729.91 | 2075.2 | 1967.56 | 3051.42
Apr | a. HE1-2 & HE23-24 | 23 | NSRS | 1273.98 | 1419.26 | 1935.96 | 1879.36
Apr | a. HE1-2 & HE23-24 | 24 | NSRS | 1238.17 | 1706.15 | 2717.15 | 1879.36
May | a. HE1-2 & HE23-24 | 1 | NSRS | 2638.19 | 3379.7 | 4128.76 | 1827.86
May | a. HE1-2 & HE23-24 | 2 | NSRS | 2815.43 | 3715.23 | 5084.85 | 1827.86
May | b. HE3-6 | 3 | NSRS | 2696.97 | 3496 | 5201.99 | 2619.79
May | b. HE3-6 | 4 | NSRS | 2806.81 | 3742.69 | 5306.78 | 2619.79
May | b. HE3-6 | 5 | NSRS | 3362.69 | 3979.26 | 5191.57 | 2619.79
May | b. HE3-6 | 6 | NSRS | 3489.35 | 4454.35 | 5565.64 | 2619.79
May | c. HE7-10 | 7 | NSRS | 3250.24 | 4457.21 | 4997.23 | 4738.88
May | c. HE7-10 | 8 | NSRS | 2816.35 | 3631.45 | 3923.64 | 4738.88
May | c. HE7-10 | 9 | NSRS | 2424.76 | 3342.42 | 3260.27 | 4738.88
May | c. HE7-10 | 10 | NSRS | 3433.35 | 4711.9 | 4491.85 | 4738.88
May | d. HE11-14 | 11 | NSRS | 4579.69 | 5594.11 | 5869.07 | 5053.3
May | d. HE11-14 | 12 | NSRS | 4941.18 | 6127.39 | 6622.74 | 5053.3
May | d. HE11-14 | 13 | NSRS | 4587.68 | 5535.58 | 5286.13 | 5117.3
May | d. HE11-14 | 14 | NSRS | 2636.31 | 3605.25 | 3734.63 | 5117.3
May | e. HE15-18 | 15 | NSRS | 2235.39 | 2988.92 | 3124.65 | 4260.3
May | e. HE15-18 | 16 | NSRS | 2155.62 | 2638.34 | 2647 | 4260.3
May | e. HE15-18 | 17 | NSRS | 2442.9 | 2603.84 | 2432.43 | 4260.3
May | e. HE15-18 | 18 | NSRS | 2542.86 | 2731.74 | 2837.26 | 4260.3
May | f. HE19-22 | 19 | NSRS | 3152.18 | 3604.73 | 3343.37 | 4149.48
May | f. HE19-22 | 20 | NSRS | 3913.19 | 4462.5 | 4725.31 | 4149.48
May | f. HE19-22 | 21 | NSRS | 5044.69 | 5422.04 | 4775.18 | 4149.48
May | f. HE19-22 | 22 | NSRS | 5640.29 | 6136.11 | 6208.52 | 4149.48
May | a. HE1-2 & HE23-24 | 23 | NSRS | 5237.88 | 5575.66 | 4932.46 | 2068.86
May | a. HE1-2 & HE23-24 | 24 | NSRS | 3128.64 | 3458.76 | 3635.1 | 2068.86
Jun | a. HE1-2 & HE23-24 | 1 | NSRS | 1437.65 | 2245.02 | 3169.18 | 1799.99
Jun | a. HE1-2 & HE23-24 | 2 | NSRS | 726.68 | 2047.95 | 3523.53 | 1799.99
Jun | b. HE3-6 | 3 | NSRS | 1298.55 | 2528.64 | 4472.38 | 2085.27
Jun | b. HE3-6 | 4 | NSRS | 1506.61 | 2908.93 | 5120.41 | 2085.27
Jun | b. HE3-6 | 5 | NSRS | 1587.53 | 2929.15 | 5117.36 | 2085.27
Jun | b. HE3-6 | 6 | NSRS | 1452.37 | 2814.24 | 3905.68 | 2085.27
Jun | c. HE7-10 | 7 | NSRS | 1466.03 | 3127.32 | 3708.97 | 3660.41
Jun | c. HE7-10 | 8 | NSRS | 3047.91 | 3586.07 | 3162.55 | 3660.41
Jun | c. HE7-10 | 9 | NSRS | 2990.49 | 3683.09 | 3925.71 | 3660.41
Jun | c. HE7-10 | 10 | NSRS | 2720.69 | 3273.98 | 3561.43 | 3660.41
Jun | d. HE11-14 | 11 | NSRS | 2413.78 | 3295.08 | 3894.16 | 4266.4
Jun | d. HE11-14 | 12 | NSRS | 1820.05 | 3192.23 | 3267.28 | 4266.4
Jun | d. HE11-14 | 13 | NSRS | 1659.34 | 2387.79 | 2401.4 | 4355.9
Jun | d. HE11-14 | 14 | NSRS | 1771.12 | 2563.21 | 2934.03 | 4355.9
Jun | e. HE15-18 | 15 | NSRS | 1937.32 | 2308.62 | 2580.35 | 2603.22
Jun | e. HE15-18 | 16 | NSRS | 2163.23 | 2416.17 | 2470.08 | 2603.22
Jun | e. HE15-18 | 17 | NSRS | 3641.72 | 4048.97 | 3692.71 | 2603.22
Jun | e. HE15-18 | 18 | NSRS | 3759.24 | 4237.58 | 4408.65 | 2603.22
Jun | f. HE19-22 | 19 | NSRS | 3793.11 | 4550.75 | 4883.07 | 3680.08
Jun | f. HE19-22 | 20 | NSRS | 3868.37 | 4790.84 | 4409.91 | 3680.08
Jun | f. HE19-22 | 21 | NSRS | 4056.72 | 4688.9 | 4447.66 | 3680.08
Jun | f. HE19-22 | 22 | NSRS | 4455.41 | 5396.63 | 5523.08 | 3680.08
Jun | a. HE1-2 & HE23-24 | 23 | NSRS | 4221.69 | 4933.35 | 5433.87 | 2258.49
Jun | a. HE1-2 & HE23-24 | 24 | NSRS | 3667.51 | 4148.14 | 4400.46 | 2258.49
Jul | a. HE1-2 & HE23-24 | 1 | NSRS | 692.6 | 1381.81 | 2988.57 | 2381.48
Jul | a. HE1-2 & HE23-24 | 2 | NSRS | 649.81 | 1211.79 | 2504.49 | 2381.48
Jul | b. HE3-6 | 3 | NSRS | 589.49 | 1629.27 | 3117.29 | 2738.63
Jul | b. HE3-6 | 4 | NSRS | 1638.82 | 2859.48 | 4301.89 | 2738.63
Jul | b. HE3-6 | 5 | NSRS | 1763.91 | 3109.07 | 5322.14 | 2738.63
Jul | b. HE3-6 | 6 | NSRS | 1734.2 | 3575.74 | 4223.21 | 2738.63
Jul | c. HE7-10 | 7 | NSRS | 1613.3 | 3715.3 | 4470.71 | 4864.64
Jul | c. HE7-10 | 8 | NSRS | 3144.58 | 3734.78 | 3861.98 | 4864.64
Jul | c. HE7-10 | 9 | NSRS | 3227.3 | 3757.43 | 4314.66 | 4864.64
Jul | c. HE7-10 | 10 | NSRS | 2969.38 | 3518.72 | 3731.96 | 4864.64
Jul | d. HE11-14 | 11 | NSRS | 2504.56 | 2952.19 | 3068.24 | 4097.84
Jul | d. HE11-14 | 12 | NSRS | 2113.57 | 2579.39 | 2487.24 | 4097.84
Jul | d. HE11-14 | 13 | NSRS | 1693.16 | 2070.82 | 2425.62 | 3526.84
Jul | d. HE11-14 | 14 | NSRS | 1737.3 | 2026.84 | 2028.48 | 3526.84
Jul | e. HE15-18 | 15 | NSRS | 1907.76 | 2166.13 | 2171.79 | 2447.33
Jul | e. HE15-18 | 16 | NSRS | 2126.63 | 2353.03 | 2424.82 | 2447.33
Jul | e. HE15-18 | 17 | NSRS | 2118.86 | 2552.13 | 2479.69 | 2447.33
Jul | e. HE15-18 | 18 | NSRS | 2438.88 | 2871.83 | 3053.49 | 2447.33
Jul | f. HE19-22 | 19 | NSRS | 2601.8 | 3246.38 | 3379.52 | 2755.4
Jul | f. HE19-22 | 20 | NSRS | 2855.11 | 3544.31 | 3657.31 | 2755.4
Jul | f. HE19-22 | 21 | NSRS | 2739.08 | 3326.06 | 3010.28 | 2755.4
Jul | f. HE19-22 | 22 | NSRS | 1630.7 | 1929.84 | 2107.64 | 2755.4
Jul | a. HE1-2 & HE23-24 | 23 | NSRS | 1539.45 | 1817.42 | 2402.4 | 2155.48
Jul | a. HE1-2 & HE23-24 | 24 | NSRS | 1120.13 | 1612.74 | 3091.4 | 2155.48
Aug | a. HE1-2 & HE23-24 | 1 | NSRS | 471.99 | 1076.75 | 1941.37 | 2200.82
Aug | a. HE1-2 & HE23-24 | 2 | NSRS | 526.84 | 1017.31 | 2875.15 | 2200.82
Aug | b. HE3-6 | 3 | NSRS | 513.36 | 1277.05 | 3804.29 | 2287.3
Aug | b. HE3-6 | 4 | NSRS | 156.69 | 1292.63 | 4015.16 | 2287.3
Aug | b. HE3-6 | 5 | NSRS | 164.5 | 1275.32 | 3967.61 | 2287.3
Aug | b. HE3-6 | 6 | NSRS | 396.76 | 2320.04 | 3579 | 2287.3
Aug | c. HE7-10 | 7 | NSRS | 1007.48 | 2907.94 | 3419.01 | 3410.47
Aug | c. HE7-10 | 8 | NSRS | 1226.84 | 2728.69 | 3420.74 | 3410.47
Aug | c. HE7-10 | 9 | NSRS | 1513.68 | 2173.87 | 2710.42 | 3410.47
Aug | c. HE7-10 | 10 | NSRS | 1451.21 | 2056.25 | 2592.58 | 3410.47
Aug | d. HE11-14 | 11 | NSRS | 1427.53 | 1958.12 | 2475.54 | 2991.06
Aug | d. HE11-14 | 12 | NSRS | 1511.44 | 1993.68 | 2112.38 | 2991.06
Aug | d. HE11-14 | 13 | NSRS | 1306.51 | 1642.76 | 1780.16 | 2450.06
Aug | d. HE11-14 | 14 | NSRS | 1509.25 | 1769.88 | 1590.34 | 2450.06
Aug | e. HE15-18 | 15 | NSRS | 1809.26 | 1879.36 | 2016 | 2278.92
Aug | e. HE15-18 | 16 | NSRS | 1826.06 | 2139.72 | 2081.61 | 2278.92
Aug | e. HE15-18 | 17 | NSRS | 2304.57 | 2563.64 | 2447.99 | 2278.92
Aug | e. HE15-18 | 18 | NSRS | 2683.67 | 2857.35 | 2905.42 | 2278.92
Aug | f. HE19-22 | 19 | NSRS | 3088.99 | 3282.21 | 3320.54 | 1894.04
Aug | f. HE19-22 | 20 | NSRS | 3223.84 | 3450.36 | 3324.14 | 1894.04
Aug | f. HE19-22 | 21 | NSRS | 2734.79 | 2934.95 | 2550.89 | 1894.04
Aug | f. HE19-22 | 22 | NSRS | 2164.05 | 2403.83 | 2224.39 | 1894.04
Aug | a. HE1-2 & HE23-24 | 23 | NSRS | 1817.1 | 2159.35 | 2663.04 | 1837.82
Aug | a. HE1-2 & HE23-24 | 24 | NSRS | 1621.36 | 1921.59 | 2411.27 | 1837.82
Sep | a. HE1-2 & HE23-24 | 1 | NSRS | 455.57 | 1843.72 | 4125.77 | 1922.84
Sep | a. HE1-2 & HE23-24 | 2 | NSRS | 310.64 | 1754.64 | 3960.98 | 1922.84
Sep | b. HE3-6 | 3 | NSRS | 14.04 | 1174.21 | 3504.42 | 1802.19
Sep | b. HE3-6 | 4 | NSRS | 14.13 | 1358.59 | 4069.07 | 1802.19
Sep | b. HE3-6 | 5 | NSRS | 402.75 | 1441.15 | 4278.93 | 1802.19
Sep | b. HE3-6 | 6 | NSRS | 458.62 | 2259 | 4105.51 | 1802.19
Sep | c. HE7-10 | 7 | NSRS | 483.47 | 2441.75 | 3345 | 2358.74
Sep | c. HE7-10 | 8 | NSRS | 2033.22 | 2514.14 | 3197.28 | 2358.74
Sep | c. HE7-10 | 9 | NSRS | 1982.43 | 2427.2 | 2925.73 | 2358.74
Sep | c. HE7-10 | 10 | NSRS | 1935.97 | 2208.49 | 2695.97 | 2358.74
Sep | d. HE11-14 | 11 | NSRS | 1738.45 | 2066.05 | 2694.39 | 2576.16
Sep | d. HE11-14 | 12 | NSRS | 1584.13 | 2116.42 | 2524.1 | 2576.16
Sep | d. HE11-14 | 13 | NSRS | 1310.66 | 1747.97 | 2150.1 | 2287.16
Sep | d. HE11-14 | 14 | NSRS | 1282.71 | 1514.46 | 1694.24 | 2287.16
Sep | e. HE15-18 | 15 | NSRS | 1293.02 | 1483.17 | 1718.7 | 1980.93
Sep | e. HE15-18 | 16 | NSRS | 1501.85 | 1663.53 | 1749.84 | 1980.93
Sep | e. HE15-18 | 17 | NSRS | 1720.28 | 1926.89 | 1839.64 | 1980.93
Sep | e. HE15-18 | 18 | NSRS | 2015.48 | 2273.05 | 2382.59 | 1980.93
Sep | f. HE19-22 | 19 | NSRS | 2202.44 | 2459.43 | 2587.35 | 2161.23
Sep | f. HE19-22 | 20 | NSRS | 2317.14 | 2570.9 | 2497.8 | 2161.23
Sep | f. HE19-22 | 21 | NSRS | 1923.79 | 2352.28 | 2254.84 | 2161.23
Sep | f. HE19-22 | 22 | NSRS | 1292.74 | 1957.82 | 2615.08 | 2161.23
Sep | a. HE1-2 & HE23-24 | 23 | NSRS | 1498.46 | 1960.72 | 3532.39 | 1788.84
Sep | a. HE1-2 & HE23-24 | 24 | NSRS | 1465.94 | 1751.86 | 3865.69 | 1788.84
Oct | a. HE1-2 & HE23-24 | 1 | NSRS | 1536.89 | 2375.44 | 4220.99 | 2006.39
Oct | a. HE1-2 & HE23-24 | 2 | NSRS | 1583.24 | 2449.43 | 4548.25 | 2006.39
Oct | b. HE3-6 | 3 | NSRS | 733.02 | 2088.59 | 3587.11 | 1948.73
Oct | b. HE3-6 | 4 | NSRS | 372.93 | 1699.99 | 3661.62 | 1948.73
Oct | b. HE3-6 | 5 | NSRS | 777.81 | 2089.64 | 4107.58 | 1948.73
Oct | b. HE3-6 | 6 | NSRS | 1126.1 | 2561.38 | 4242.21 | 1948.73
Oct | c. HE7-10 | 7 | NSRS | 1890.39 | 3247.48 | 3480.45 | 3171.63
Oct | c. HE7-10 | 8 | NSRS | 2959.18 | 4143.41 | 4275.61 | 3171.63
Oct | c. HE7-10 | 9 | NSRS | 2583.77 | 3706.22 | 4180.43 | 3171.63
Oct | c. HE7-10 | 10 | NSRS | 2052.39 | 2974.26 | 3361.51 | 3171.63
Oct | d. HE11-14 | 11 | NSRS | 2206.31 | 3439.02 | 3808.63 | 3277.27
Oct | d. HE11-14 | 12 | NSRS | 1778.07 | 2940.62 | 3165.25 | 3277.27
Oct | d. HE11-14 | 13 | NSRS | 1616.29 | 2244.71 | 2760.78 | 3193.27
Oct | d. HE11-14 | 14 | NSRS | 1726.88 | 2077.67 | 2340.57 | 3193.27
Oct | e. HE15-18 | 15 | NSRS | 1568.1 | 1902.1 | 2102.34 | 2497.78
Oct | e. HE15-18 | 16 | NSRS | 1712.38 | 2043.96 | 1814.34 | 2497.78
Oct | e. HE15-18 | 17 | NSRS | 1890.92 | 2273.76 | 2349.39 | 2497.78
Oct | e. HE15-18 | 18 | NSRS | 2119.39 | 2472.41 | 2608.65 | 2497.78
Oct | f. HE19-22 | 19 | NSRS | 2394.86 | 2810.11 | 2921.88 | 2591.5
Oct | f. HE19-22 | 20 | NSRS | 2822.33 | 3390.97 | 3069.85 | 2591.5
Oct | f. HE19-22 | 21 | NSRS | 3141.71 | 3645.42 | 3910.56 | 2591.5
Oct | f. HE19-22 | 22 | NSRS | 2841.97 | 3397.71 | 3234.42 | 2591.5
Oct | a. HE1-2 & HE23-24 | 23 | NSRS | 1723.43 | 2581.53 | 3264.9 | 2162.39
Oct | a. HE1-2 & HE23-24 | 24 | NSRS | 1575.66 | 2341.86 | 3553.98 | 2162.39
Nov | a. HE1-2 & HE23-24 | 1 | NSRS | 1015.7 | 1786.39 | 3063.37 | 2194.43
Nov | a. HE1-2 & HE23-24 | 2 | NSRS | 738.86 | 1571.75 | 2625.03 | 2194.43
Nov | b. HE3-6 | 3 | NSRS | 505.43 | 1444.12 | 3164.58 | 2075.59
Nov | b. HE3-6 | 4 | NSRS | 1214.21 | 2111.43 | 3216.61 | 2075.59
Nov | b. HE3-6 | 5 | NSRS | 1294.83 | 2165.86 | 3808.66 | 2075.59
Nov | b. HE3-6 | 6 | NSRS | 1658.46 | 2868.86 | 3650.3 | 2075.59
Nov | c. HE7-10 | 7 | NSRS | 1898.52 | 3007.47 | 3397.68 | 3396.71
Nov | c. HE7-10 | 8 | NSRS | 2033.02 | 2756.16 | 2883.18 | 3396.71
Nov | c. HE7-10 | 9 | NSRS | 2546 | 3673.71 | 3615.16 | 3396.71
Nov | c. HE7-10 | 10 | NSRS | 2858.16 | 4131.69 | 4505.33 | 3396.71
Nov | d. HE11-14 | 11 | NSRS | 3029.69 | 4171.34 | 4524.48 | 3378.35
Nov | d. HE11-14 | 12 | NSRS | 3171.82 | 4111.54 | 4091.65 | 3378.35
Nov | d. HE11-14 | 13 | NSRS | 2246.28 | 3280.73 | 3291.48 | 3176.35
Nov | d. HE11-14 | 14 | NSRS | 2039.89 | 3088.96 | 3414.93 | 3176.35
Nov | e. HE15-18 | 15 | NSRS | 2202.84 | 3241.22 | 3583.45 | 3019.65
Nov | e. HE15-18 | 16 | NSRS | 2509.59 | 3382.13 | 3357.53 | 3019.65
Nov | e. HE15-18 | 17 | NSRS | 2657.36 | 3560.64 | 3716.31 | 3019.65
Nov | e. HE15-18 | 18 | NSRS | 2639.54 | 3643.17 | 3572.11 | 3019.65
Nov | f. HE19-22 | 19 | NSRS | 2479.27 | 3058.94 | 2865.49 | 2645.25
Nov | f. HE19-22 | 20 | NSRS | 1508.8 | 1919.51 | 1873.45 | 2645.25
Nov | f. HE19-22 | 21 | NSRS | 1594.14 | 2162.98 | 2158.78 | 2645.25
Nov | f. HE19-22 | 22 | NSRS | 1981.19 | 2531.39 | 3106.13 | 2645.25
Nov | a. HE1-2 & HE23-24 | 23 | NSRS | 2178.97 | 2468.15 | 3621.54 | 2509.43
Nov | a. HE1-2 & HE23-24 | 24 | NSRS | 1965.97 | 2348.32 | 2983.28 | 2509.43
Dec | a. HE1-2 & HE23-24 | 1 | NSRS | 2989.9 | 3523.59 | 3968.92 | 2445.79
Dec | a. HE1-2 & HE23-24 | 2 | NSRS | 641.59 | 1869.3 | 3187.78 | 2445.79
Dec | b. HE3-6 | 3 | NSRS | 964.18 | 1941.24 | 3230.23 | 3222.32
Dec | b. HE3-6 | 4 | NSRS | 1504.01 | 2151.62 | 3807.59 | 3222.32
Dec | b. HE3-6 | 5 | NSRS | 1677.27 | 2277 | 3653.78 | 3222.32
Dec | b. HE3-6 | 6 | NSRS | 1789.59 | 2695.55 | 3126.33 | 3222.32
Dec | c. HE7-10 | 7 | NSRS | 2494.52 | 3492.47 | 3470.89 | 3335.89
Dec | c. HE7-10 | 8 | NSRS | 2669.19 | 3678.72 | 4081.57 | 3335.89
Dec | c. HE7-10 | 9 | NSRS | 2304.27 | 3133.94 | 3478.62 | 3335.89
Dec | c. HE7-10 | 10 | NSRS | 2234.57 | 2942.13 | 2987.99 | 3335.89
Dec | d. HE11-14 | 11 | NSRS | 1334.15 | 2171.4 | 2577.99 | 3180.85
Dec | d. HE11-14 | 12 | NSRS | 1173.82 | 2503.64 | 3265.03 | 3180.85
Dec | d. HE11-14 | 13 | NSRS | 1246.81 | 2340.17 | 2903.8 | 3493.1
Dec | d. HE11-14 | 14 | NSRS | 1634.01 | 2903.8 | 3261.78 | 3493.1
Dec | e. HE15-18 | 15 | NSRS | 1602.74 | 2806.5 | 3516.91 | 4467.21
Dec | e. HE15-18 | 16 | NSRS | 1700.97 | 2839.12 | 3209.85 | 4467.21
Dec | e. HE15-18 | 17 | NSRS | 1846.53 | 2779.77 | 3158.24 | 4467.21
Dec | e. HE15-18 | 18 | NSRS | 2965.06 | 3643.51 | 3662.61 | 4467.21
Dec | f. HE19-22 | 19 | NSRS | 3767.3 | 4600.55 | 4870.11 | 3512.06
Dec | f. HE19-22 | 20 | NSRS | 3282.64 | 4140.89 | 4424.53 | 3512.06
Dec | f. HE19-22 | 21 | NSRS | 2700.13 | 3687.1 | 3946.68 | 3512.06
Dec | f. HE19-22 | 22 | NSRS | 2729.39 | 3968.47 | 4583.22 | 3512.06
Dec | a. HE1-2 & HE23-24 | 23 | NSRS | 2946.12 | 3768.05 | 5428.91 | 2451.29
Dec | a. HE1-2 & HE23-24 | 24 | NSRS | 3079.93 | 3780.6 | 4833.43 | 2451.29