## Sheet1
INSTANCE_TYPE_CIM10 | ATTR_SOURCE_CIM10 | ATTR_NAME_CIM10 | INSTANCE_TYPE_CIM16 | ATTR_SOURCE_CIM16 | ATTR_NAME_CIM16 | MAPPING_NOTES
AccuracyClass | AccuracyClass | adConverterError |  |  | **REMOVED**
AccuracyClass | AccuracyClass | addEntered | AccuracyClass | AccuracyClass | addEntered
AccuracyClass | IdentifiedObject | aliasName | AccuracyClass | IdentifiedObject | aliasName
AccuracyClass | AccuracyClass | base |  |  | **REMOVED**
AccuracyClass | AccuracyClass | breakPoint | AccuracyClass | AccuracyClass | breakPoint
AccuracyClass | AccuracyClass | currentTransformerError |  |  | **REMOVED**
AccuracyClass | AccuracyClass | defaultAccuracy | AccuracyClass | AccuracyClass | defaultAccuracy
AccuracyClass | IdentifiedObject | description | AccuracyClass | IdentifiedObject | description
AccuracyClass | IdentifiedObject | localName | AccuracyClass | IdentifiedObject | localName
AccuracyClass | IdentifiedObject | mRID | AccuracyClass | IdentifiedObject | mRID
AccuracyClass | IdentifiedObject | pathName | AccuracyClass | IdentifiedObject | pathName
AccuracyClass | AccuracyClass | standardDeviation | AccuracyClass | AccuracyClass | standardDeviation
AccuracyClass | AccuracyClass | transducerMaxError |  |  | **REMOVED**
AccuracyClass | AccuracyClass | useEntered |  |  | **REMOVED**
AccuracyClass | AccuracyClass | voltageTransformerError |  |  | **REMOVED**
AccuracyClass | IdentifiedObject | name | AccuracyClass | IdentifiedObject | name
ACLineSegment | IdentifiedObject | aliasName | ACLineSegment | IdentifiedObject | aliasName
ACLineSegment | Conductor | b0ch | ACLineSegment | ACLineSegment | b0ch
ACLineSegment | Conductor | bch | ACLineSegment | ACLineSegment | bch
ACLineSegment | PowerSystemResource | contingencyComponent | ACLineSegment | PowerSystemResource | contingencyComponent
ACLineSegment | Equipment | DAM_Monitored | ACLineSegment | Equipment | DAM_Monitored
ACLineSegment | Equipment | DAM_Secured | ACLineSegment | Equipment | DAM_Secured
ACLineSegment | IdentifiedObject | description | ACLineSegment | IdentifiedObject | description
ACLineSegment | ACLineSegment | emergencyMaxShadowPrice | ACLineSegment | ACLineSegment | emergencyMaxShadowPrice
ACLineSegment | ACLineSegment | fifteenMinuteMaxShadowPrice | ACLineSegment | ACLineSegment | fifteenMinuteMaxShadowPrice
ACLineSegment | Conductor | g0ch | ACLineSegment | ACLineSegment | g0ch
ACLineSegment | Conductor | gch | ACLineSegment | ACLineSegment | gch
ACLineSegment | Conductor | length | ACLineSegment | Conductor | length
ACLineSegment | IdentifiedObject | localName | ACLineSegment | IdentifiedObject | localName
ACLineSegment | ACLineSegment | MaxShadowPrice | ACLineSegment | ACLineSegment | MaxShadowPrice
ACLineSegment | IdentifiedObject | mRID | ACLineSegment | IdentifiedObject | mRID
ACLineSegment | Equipment | OUSPriority | ACLineSegment | Equipment | OUSPriority
ACLineSegment | IdentifiedObject | pathName | ACLineSegment | IdentifiedObject | pathName
ACLineSegment | Equipment | psseid | ACLineSegment | Resources | PSSEID
ACLineSegment | Conductor | r | ACLineSegment | ACLineSegment | r
ACLineSegment | Conductor | r0 | ACLineSegment | ACLineSegment | r0
ACLineSegment | ConductingEquipment | remove | ACLineSegment | ConductingEquipment | remove
ACLineSegment | ConductingEquipment | removeEnable | ACLineSegment | ConductingEquipment | removeEnable
ACLineSegment | Equipment | RUC_Monitored | ACLineSegment | Equipment | RUC_Monitored
ACLineSegment | Equipment | RUC_Secured | ACLineSegment | Equipment | RUC_Secured
ACLineSegment | PowerSystemResource | teid | ACLineSegment | PowerSystemResource | teid
ACLineSegment | Conductor | x | ACLineSegment | ACLineSegment | x
ACLineSegment | Conductor | x0 | ACLineSegment | ACLineSegment | x0
ACLineSegment | IdentifiedObject | name | ACLineSegment | IdentifiedObject | name
ACLineSegment | ConductingEquipment | phases |  |  | **REMOVED**
ActivePowerLimit | IdentifiedObject | aliasName | ActivePowerLimit | IdentifiedObject | aliasName
ActivePowerLimit | IdentifiedObject | description | ActivePowerLimit | IdentifiedObject | description
ActivePowerLimit | IdentifiedObject | localName | ActivePowerLimit | IdentifiedObject | localName
ActivePowerLimit | IdentifiedObject | mRID | ActivePowerLimit | IdentifiedObject | mRID
ActivePowerLimit | IdentifiedObject | pathName | ActivePowerLimit | IdentifiedObject | pathName
ActivePowerLimit | ActivePowerLimit | value | ActivePowerLimit | ActivePowerLimit | value
ActivePowerLimit | IdentifiedObject | name | ActivePowerLimit | IdentifiedObject | name
AggrContingencyGroup | IdentifiedObject | aliasName | AggrContingencyGroup | IdentifiedObject | aliasName
AggrContingencyGroup | IdentifiedObject | description | AggrContingencyGroup | IdentifiedObject | description
AggrContingencyGroup | IdentifiedObject | localName | AggrContingencyGroup | IdentifiedObject | localName
AggrContingencyGroup | IdentifiedObject | mRID | AggrContingencyGroup | IdentifiedObject | mRID
AggrContingencyGroup | IdentifiedObject | pathName | AggrContingencyGroup | IdentifiedObject | pathName
AggrContingencyGroup | IdentifiedObject | name | AggrContingencyGroup | IdentifiedObject | name
AggregateHub | IdentifiedObject | aliasName | AggregateHub | IdentifiedObject | aliasName
AggregateHub | IdentifiedObject | description | AggregateHub | IdentifiedObject | description
AggregateHub | AggregateHub | hubCalculationMethod | AggregateHub | AggregateHub | hubCalculationMethod
AggregateHub | IdentifiedObject | localName | AggregateHub | IdentifiedObject | localName
AggregateHub | IdentifiedObject | mRID | AggregateHub | IdentifiedObject | mRID
AggregateHub | IdentifiedObject | pathName | AggregateHub | IdentifiedObject | pathName
AggregateHub | IdentifiedObject | name | AggregateHub | IdentifiedObject | name
AlternateLimitSet | IdentifiedObject | aliasName | AlternateLimitSet | IdentifiedObject | aliasName
AlternateLimitSet | IdentifiedObject | description | AlternateLimitSet | IdentifiedObject | description
AlternateLimitSet | IdentifiedObject | localName | AlternateLimitSet | IdentifiedObject | localName
AlternateLimitSet | IdentifiedObject | mRID | AlternateLimitSet | IdentifiedObject | mRID
AlternateLimitSet | IdentifiedObject | pathName | AlternateLimitSet | IdentifiedObject | pathName
AlternateLimitSet | IdentifiedObject | name | AlternateLimitSet | IdentifiedObject | name
Analog | IdentifiedObject | aliasName | Analog | IdentifiedObject | aliasName
Analog | IdentifiedObject | description | Analog | IdentifiedObject | description
Analog | Analog | forNetwork | Analog | Analog | forNetwork
Analog | IdentifiedObject | localName | Analog | IdentifiedObject | localName
Analog | Analog | maxValue | Analog | Analog | maxValue
Analog | Analog | minValue | Analog | Analog | minValue
Analog | IdentifiedObject | mRID | Analog | IdentifiedObject | mRID
Analog | Analog | normalValue | Analog | Analog | normalValue
Analog | IdentifiedObject | pathName | Analog | IdentifiedObject | pathName
Analog | Analog | positiveFlowIn | Analog | Analog | positiveFlowIn
Analog | Measurement | ScanRate | Analog | Measurement | scanRate
Analog | Analog | teid | Analog | Analog | teid
Analog | IdentifiedObject | name | Analog | IdentifiedObject | name
Analog | Measurement | zonalAttribute |  |  | **REMOVED**
AnalogAlarmCategory | IdentifiedObject | aliasName | AnalogAlarmCategory | IdentifiedObject | aliasName
AnalogAlarmCategory | IdentifiedObject | description | AnalogAlarmCategory | IdentifiedObject | description
AnalogAlarmCategory | IdentifiedObject | localName | AnalogAlarmCategory | IdentifiedObject | localName
AnalogAlarmCategory | IdentifiedObject | mRID | AnalogAlarmCategory | IdentifiedObject | mRID
AnalogAlarmCategory | IdentifiedObject | pathName | AnalogAlarmCategory | IdentifiedObject | pathName
AnalogAlarmCategory | IdentifiedObject | name | AnalogAlarmCategory | IdentifiedObject | name
AnalogLimit | IdentifiedObject | name | ApparentPowerLimit | IdentifiedObject | name | AnalogLimit changed to ApparentPowerLimit if associated LimitSet is of type Rating
AnalogLimit | IdentifiedObject | description | ApparentPowerLimit | IdentifiedObject | description | AnalogLimit changed to ApparentPowerLimit if associated LimitSet is of type Rating
AnalogLimit | IdentifiedObject | aliasName | ApparentPowerLimit | IdentifiedObject | aliasName | AnalogLimit changed to ApparentPowerLimit if associated LimitSet is of type Rating
AnalogLimit | IdentifiedObject | localName | ApparentPowerLimit | IdentifiedObject | localName | AnalogLimit changed to ApparentPowerLimit if associated LimitSet is of type Rating
AnalogLimit | IdentifiedObject | mRID | ApparentPowerLimit | IdentifiedObject | mRID | AnalogLimit changed to ApparentPowerLimit if associated LimitSet is of type Rating
AnalogLimit | IdentifiedObject | pathName | ApparentPowerLimit | IdentifiedObject | pathName | AnalogLimit changed to ApparentPowerLimit if associated LimitSet is of type Rating
AnalogLimit | AnalogLimit | value | ApparentPowerLimit | ApparentPowerLimit | value | AnalogLimit changed to ApparentPowerLimit if associated LimitSet is of type Rating
AnalogLimit | IdentifiedObject | aliasName | AnalogLimit | IdentifiedObject | aliasName | AnalogLimit changed to ApparentPowerLimit if associated LimitSet is of type Rating
AnalogLimit | AnalogLimit | deadband | AnalogLimit | AnalogLimit | deadband | AnalogLimit changed to ApparentPowerLimit if associated LimitSet is of type Rating
AnalogLimit | IdentifiedObject | description | AnalogLimit | IdentifiedObject | description | AnalogLimit changed to ApparentPowerLimit if associated LimitSet is of type Rating
AnalogLimit | AnalogLimit | forbiddenRegion | AnalogLimit | AnalogLimit | forbiddenRegion | AnalogLimit changed to ApparentPowerLimit if associated LimitSet is of type Rating
AnalogLimit | AnalogLimit | ignoreLimitChecking | AnalogLimit | AnalogLimit | ignoreLimitChecking | AnalogLimit changed to ApparentPowerLimit if associated LimitSet is of type Rating
AnalogLimit | AnalogLimit | limitType | AnalogLimit | AnalogLimit | limitType | AnalogLimit changed to ApparentPowerLimit if associated LimitSet is of type Rating
AnalogLimit | IdentifiedObject | localName | AnalogLimit | IdentifiedObject | localName | AnalogLimit changed to ApparentPowerLimit if associated LimitSet is of type Rating
AnalogLimit | AnalogLimit | lowerThreshold | AnalogLimit | AnalogLimit | lowerThreshold | AnalogLimit changed to ApparentPowerLimit if associated LimitSet is of type Rating
AnalogLimit | IdentifiedObject | mRID | AnalogLimit | IdentifiedObject | mRID | AnalogLimit changed to ApparentPowerLimit if associated LimitSet is of type Rating
AnalogLimit | IdentifiedObject | pathName | AnalogLimit | IdentifiedObject | pathName | AnalogLimit changed to ApparentPowerLimit if associated LimitSet is of type Rating
AnalogLimit | AnalogLimit | upperThreshold | AnalogLimit | AnalogLimit | upperThreshold | AnalogLimit changed to ApparentPowerLimit if associated LimitSet is of type Rating
AnalogLimit | AnalogLimit | usePercentage | AnalogLimit | AnalogLimit | usePercentage | AnalogLimit changed to ApparentPowerLimit if associated LimitSet is of type Rating
AnalogLimit | AnalogLimit | value | AnalogLimit | AnalogLimit | value | AnalogLimit changed to ApparentPowerLimit if associated LimitSet is of type Rating
AnalogLimit | IdentifiedObject | name | AnalogLimit | IdentifiedObject | name | AnalogLimit changed to ApparentPowerLimit if associated LimitSet is of type Rating
AnalogLimit | AnalogLimit | zonalAttribute |  |  | **REMOVED**
AnalogLimitName | IdentifiedObject | aliasName | AnalogLimitName | IdentifiedObject | aliasName
AnalogLimitName | IdentifiedObject | description | AnalogLimitName | IdentifiedObject | description
AnalogLimitName | IdentifiedObject | localName | AnalogLimitName | IdentifiedObject | localName
AnalogLimitName | IdentifiedObject | mRID | AnalogLimitName | IdentifiedObject | mRID
AnalogLimitName | IdentifiedObject | pathName | AnalogLimitName | IdentifiedObject | pathName
AnalogLimitName | IdentifiedObject | name | AnalogLimitName | IdentifiedObject | name
AnalogLimitSet | IdentifiedObject | aliasName | AnalogLimitSet | IdentifiedObject | aliasName
AnalogLimitSet | IdentifiedObject | description | AnalogLimitSet | IdentifiedObject | description
AnalogLimitSet | LimitSet | forNetwork | AnalogLimitSet | LimitSet | forNetwork
AnalogLimitSet | LimitSet | isPercentageLimits | AnalogLimitSet | LimitSet | isPercentageLimits
AnalogLimitSet | IdentifiedObject | localName | AnalogLimitSet | IdentifiedObject | localName
AnalogLimitSet | IdentifiedObject | mRID | AnalogLimitSet | IdentifiedObject | mRID
AnalogLimitSet | IdentifiedObject | pathName | AnalogLimitSet | IdentifiedObject | pathName
AnalogLimitSet | LimitSet | type | AnalogLimitSet | LimitSet | type
AnalogLimitSet | IdentifiedObject | name | AnalogLimitSet | IdentifiedObject | name
AnalogLimitSet | LimitSet | zonalAttribute |  |  | **REMOVED**
AnalogName | IdentifiedObject | aliasName | AnalogName | IdentifiedObject | aliasName
AnalogName | IdentifiedObject | description | AnalogName | IdentifiedObject | description
AnalogName | IdentifiedObject | localName | AnalogName | IdentifiedObject | localName
AnalogName | IdentifiedObject | mRID | AnalogName | IdentifiedObject | mRID
AnalogName | IdentifiedObject | pathName | AnalogName | IdentifiedObject | pathName
AnalogName | IdentifiedObject | name | AnalogName | IdentifiedObject | name
AnalogValue | MeasurementValue | abnormalForAlarm | Analog | Measurement | inhibitAbnormalForAlarm | Attribute moved from AnalogValue to Analog
AnalogValue | MeasurementValue | abnormalForSCADA | Analog | Measurement | inhibitAbnormalForSCADA | Attribute moved from AnalogValue to Analog
AnalogValue | MeasurementValue | audibleTone | Analog | Measurement | inhibitAudibleTone | Attribute moved from AnalogValue to Analog
AnalogValue | MeasurementValue | byPass | Analog | Measurement | byPass | Attribute moved from AnalogValue to Analog
AnalogValue | MeasurementValue | cstatus | Analog | Measurement | cstatus | Attribute moved from AnalogValue to Analog
AnalogValue | MeasurementValue | recordHistoricalData | Analog | Measurement | recordHistoricalData | Attribute moved from AnalogValue to Analog
AnalogValue | MeasurementValue | sensorAccuracy | Analog | Measurement | sensorAccuracy | Attribute moved from AnalogValue to Analog
AnalogValue | MeasurementValue | tabularDisplayPriority | Analog | Measurement | tabularDisplayPriority | Attribute moved from AnalogValue to Analog
AnalogValue | MeasurementValue | unacknowledgedAlarmList | Analog | Measurement | inhibitUnacknowledgedAlarmList | Attribute moved from AnalogValue to Analog
AnalogValue | MeasurementValue | scanRate | Analog | Measurement | scanRate | Attribute moved from AnalogValue to Analog
AnalogValue | IdentifiedObject | name | AnalogValue | IdentifiedObject | name
AnalogValue | IdentifiedObject | description | AnalogValue | IdentifiedObject | description
AnalogValue | IdentifiedObject | aliasName | AnalogValue | IdentifiedObject | aliasName
AnalogValue | IdentifiedObject | localName | AnalogValue | IdentifiedObject | localName
AnalogValue | IdentifiedObject | mRID | AnalogValue | IdentifiedObject | mRID
AnalogValue | IdentifiedObject | pathName | AnalogValue | IdentifiedObject | pathName
AnalogValue | MeasurementValue | blockViaPrimarySite | AnalogValue | MeasurementValue | blockViaPrimarySite
AnalogValue | MeasurementValue | blockViaSecondarySite | AnalogValue | MeasurementValue | blockViaSecondarySite
AnalogValue | MeasurementValue | dataSetPeriod | AnalogValue | MeasurementValue | dataSetPeriod
AnalogValue | MeasurementValue | habcName | AnalogValue | MeasurementValue | habcName
AnalogValue | MeasurementValue | iccpVmd | AnalogValue | MeasurementValue | iccpVmd
AnalogValue | MeasurementValue | isdName | AnalogValue | MeasurementValue | isdName
AnalogValue | MeasurementValue | notInService | AnalogValue | MeasurementValue | notInService
AnalogValue | MeasurementValue | timeStamp | AnalogValue | MeasurementValue | timeStamp
AnalogValue | AnalogValue | value | AnalogValue | AnalogValue | value
AnalogValue | MeasurementValue | RsCalculated |  |  | **REMOVED**
AnalogValue | MeasurementValue | RsExtern |  |  | **REMOVED**
AnalogValue | MeasurementValue | RsManual |  |  | **REMOVED**
AnalogValue | MeasurementValue | RsTelemetered |  |  | **REMOVED**
AnalogValue | MeasurementValue | fromCalculation |  |  | **REMOVED**
AnalogValue | MeasurementValue | fromExternalProgram |  |  | **REMOVED**
AnalogValue | MeasurementValue | fromManualEntry |  |  | **REMOVED**
AnalogValue | MeasurementValue | fromRemote |  |  | **REMOVED**
AnalogValue | MeasurementValue | inhibitAbnormalForAlarm |  |  | **REMOVED**
AnalogValue | MeasurementValue | inhibitAbnormalForSCADA |  |  | **REMOVED**
AnalogValue | MeasurementValue | inhibitAudibleTone |  |  | **REMOVED**
AnalogValue | MeasurementValue | inhibitLoggingAndAlarmList |  |  | **REMOVED**
AnalogValue | MeasurementValue | inhibitUnacknowledgedAlarmList |  |  | **REMOVED**
AnalogValue | MeasurementValue | initiallyInhibit |  |  | **REMOVED**
AnalogValue | MeasurementValue | loggingAndAlarmList |  |  | **REMOVED**
AnalogValue | MeasurementValue | mappedInOag |  |  | **REMOVED**
AnalogValue | MeasurementValue | overrideDefaultInhibitDefinition |  |  | **REMOVED**
AnalogValue | MeasurementValue | zonalAttribute |  |  | **REMOVED**
AnalogValue | MeasurementValue | generalReadAccess |  |  | **REMOVED**
AnalogValue | AnalogValue | abnormalAlarmDelayTime |  |  | **REMOVED**
AnalogValue | AnalogValue | allowSELECTStep |  |  | **REMOVED**
AnalogValue | AnalogValue | autoAckAndDeleteAlarms |  |  | **REMOVED**
AnalogValue | AnalogValue | autoAcknowledge |  |  | **REMOVED**
AnalogValue | AnalogValue | controlDemandScan |  |  | **REMOVED**
AnalogValue | AnalogValue | controlMMISequence |  |  | **REMOVED**
AnalogValue | AnalogValue | enableAutoSEReplacement |  |  | **REMOVED**
AnalogValue | AnalogValue | fromStateEstimator |  |  | **REMOVED**
AnalogValue | AnalogValue | historicalRecordingDeadband |  |  | **REMOVED**
AnalogValue | AnalogValue | invertAnalogViaSecondarySite |  |  | **REMOVED**
AnalogValue | AnalogValue | invertSign |  |  | **REMOVED**
AnalogValue | AnalogValue | negateValueReceivedFromISD |  |  | **REMOVED**
AnalogValue | AnalogValue | negativeUniPolarClamping |  |  | **REMOVED**
AnalogValue | AnalogValue | peakData |  |  | **REMOVED**
AnalogValue | AnalogValue | positiveUniPolarClamping |  |  | **REMOVED**
AnalogValue | AnalogValue | requireEXECUTEStep |  |  | **REMOVED**
AnalogValue | AnalogValue | requireSELECTStep |  |  | **REMOVED**
AnalogValue | AnalogValue | returnToNormalAlarmDelayTime |  |  | **REMOVED**
AnalogValue | AnalogValue | seDeadband |  |  | **REMOVED**
AnalogValue | AnalogValue | skipLimitChecking |  |  | **REMOVED**
AnalogValue | AnalogValue | timeDelay |  |  | **REMOVED**
AnalogValue | AnalogValue | zeroClampingDeadband |  |  | **REMOVED**
BaseVoltage | IdentifiedObject | aliasName | BaseVoltage | IdentifiedObject | aliasName
BaseVoltage | IdentifiedObject | description | BaseVoltage | IdentifiedObject | description
BaseVoltage | IdentifiedObject | localName | BaseVoltage | IdentifiedObject | localName
BaseVoltage | IdentifiedObject | mRID | BaseVoltage | IdentifiedObject | mRID
BaseVoltage | BaseVoltage | nominalVoltage | BaseVoltage | BaseVoltage | nominalVoltage
BaseVoltage | IdentifiedObject | pathName | BaseVoltage | IdentifiedObject | pathName
BaseVoltage | IdentifiedObject | name | BaseVoltage | IdentifiedObject | name
Bay | IdentifiedObject | aliasName | Bay | IdentifiedObject | aliasName
Bay | Bay | bayEnergyMeasFlag | Bay | Bay | bayEnergyMeasFlag
Bay | Bay | bayPowerMeasFlag | Bay | Bay | bayPowerMeasFlag
Bay | Bay | breakerConfiguration | Bay | Bay | breakerConfiguration
Bay | Bay | busBarConfiguration | Bay | Bay | busBarConfiguration
Bay | PowerSystemResource | contingencyComponent | Bay | PowerSystemResource | contingencyComponent
Bay | IdentifiedObject | description | Bay | IdentifiedObject | description
Bay | IdentifiedObject | localName | Bay | IdentifiedObject | localName
Bay | IdentifiedObject | mRID | Bay | IdentifiedObject | mRID
Bay | IdentifiedObject | pathName | Bay | IdentifiedObject | pathName
Bay | PowerSystemResource | teid | Bay | PowerSystemResource | teid
Bay | IdentifiedObject | name | Bay | IdentifiedObject | name
BlackStartBreaker | IdentifiedObject | aliasName | BlackStartBreaker | IdentifiedObject | aliasName
BlackStartBreaker | BlackStartBreaker | BlackStartBreakerAction | BlackStartBreaker | BlackStartBreaker | BlackStartBreakerAction
BlackStartBreaker | IdentifiedObject | description | BlackStartBreaker | IdentifiedObject | description
BlackStartBreaker | IdentifiedObject | localName | BlackStartBreaker | IdentifiedObject | localName
BlackStartBreaker | IdentifiedObject | mRID | BlackStartBreaker | IdentifiedObject | mRID
BlackStartBreaker | IdentifiedObject | pathName | BlackStartBreaker | IdentifiedObject | pathName
BlackStartBreaker | BlackStartElement | seriesNumber | BlackStartBreaker | BlackStartElement | seriesNumber
BlackStartBreaker | IdentifiedObject | name | BlackStartBreaker | IdentifiedObject | name
BlackStartCorridor | IdentifiedObject | aliasName | BlackStartCorridor | IdentifiedObject | aliasName
BlackStartCorridor | IdentifiedObject | description | BlackStartCorridor | IdentifiedObject | description
BlackStartCorridor | IdentifiedObject | localName | BlackStartCorridor | IdentifiedObject | localName
BlackStartCorridor | IdentifiedObject | mRID | BlackStartCorridor | IdentifiedObject | mRID
BlackStartCorridor | IdentifiedObject | pathName | BlackStartCorridor | IdentifiedObject | pathName
BlackStartCorridor | IdentifiedObject | name | BlackStartCorridor | IdentifiedObject | name
BlackStartGoal | IdentifiedObject | aliasName | BlackStartGoal | IdentifiedObject | aliasName
BlackStartGoal | IdentifiedObject | description | BlackStartGoal | IdentifiedObject | description
BlackStartGoal | IdentifiedObject | localName | BlackStartGoal | IdentifiedObject | localName
BlackStartGoal | IdentifiedObject | mRID | BlackStartGoal | IdentifiedObject | mRID
BlackStartGoal | IdentifiedObject | pathName | BlackStartGoal | IdentifiedObject | pathName
BlackStartGoal | IdentifiedObject | name | BlackStartGoal | IdentifiedObject | name
BlackStartLine | IdentifiedObject | aliasName | BlackStartLine | IdentifiedObject | aliasName
BlackStartLine | BlackStartLine | BlackStartLineAction | BlackStartLine | BlackStartLine | BlackStartLineAction
BlackStartLine | IdentifiedObject | description | BlackStartLine | IdentifiedObject | description
BlackStartLine | IdentifiedObject | localName | BlackStartLine | IdentifiedObject | localName
BlackStartLine | IdentifiedObject | mRID | BlackStartLine | IdentifiedObject | mRID
BlackStartLine | IdentifiedObject | pathName | BlackStartLine | IdentifiedObject | pathName
BlackStartLine | BlackStartElement | seriesNumber | BlackStartLine | BlackStartElement | seriesNumber
BlackStartLine | IdentifiedObject | name | BlackStartLine | IdentifiedObject | name
BlackStartPath | IdentifiedObject | aliasName | BlackStartPath | IdentifiedObject | aliasName
BlackStartPath | BlackStartPath | BlackStartPathType | BlackStartPath | BlackStartPath | BlackStartPathType
BlackStartPath | BlackStartPath | crankingPath | BlackStartPath | BlackStartPath | crankingPath
BlackStartPath | IdentifiedObject | description | BlackStartPath | IdentifiedObject | description
BlackStartPath | IdentifiedObject | localName | BlackStartPath | IdentifiedObject | localName
BlackStartPath | IdentifiedObject | mRID | BlackStartPath | IdentifiedObject | mRID
BlackStartPath | IdentifiedObject | pathName | BlackStartPath | IdentifiedObject | pathName
BlackStartPath | IdentifiedObject | name | BlackStartPath | IdentifiedObject | name
BlackStartPoint | IdentifiedObject | aliasName | BlackStartPoint | IdentifiedObject | aliasName
BlackStartPoint | BlackStartPoint | BlackStartPointType | BlackStartPoint | BlackStartPoint | BlackStartPointType
BlackStartPoint | IdentifiedObject | description | BlackStartPoint | IdentifiedObject | description
BlackStartPoint | IdentifiedObject | localName | BlackStartPoint | IdentifiedObject | localName
BlackStartPoint | IdentifiedObject | mRID | BlackStartPoint | IdentifiedObject | mRID
BlackStartPoint | IdentifiedObject | pathName | BlackStartPoint | IdentifiedObject | pathName
BlackStartPoint | IdentifiedObject | name | BlackStartPoint | IdentifiedObject | name
BlackStartUnit | IdentifiedObject | aliasName | BlackStartUnit | IdentifiedObject | aliasName
BlackStartUnit | BlackStartUnit | BlackStartUnitAction | BlackStartUnit | BlackStartUnit | BlackStartUnitAction
BlackStartUnit | BlackStartUnit | BlackStartUnitType | BlackStartUnit | BlackStartUnit | BlackStartUnitType
BlackStartUnit | IdentifiedObject | description | BlackStartUnit | IdentifiedObject | description
BlackStartUnit | IdentifiedObject | localName | BlackStartUnit | IdentifiedObject | localName
BlackStartUnit | IdentifiedObject | mRID | BlackStartUnit | IdentifiedObject | mRID
BlackStartUnit | IdentifiedObject | pathName | BlackStartUnit | IdentifiedObject | pathName
BlackStartUnit | BlackStartElement | seriesNumber | BlackStartUnit | BlackStartElement | seriesNumber
BlackStartUnit | IdentifiedObject | name | BlackStartUnit | IdentifiedObject | name
Boundry | RootType | name | Zone | IdentifiedObject | name
Boundry | Boundry | centroidLatitude | Zone | Zone | centroidLatitude
Boundry | Boundry | centroidLongitude | Zone | Zone | centroidLongitude
BranchGroup | IdentifiedObject | aliasName | BranchGroup | IdentifiedObject | aliasName
BranchGroup | IdentifiedObject | description | BranchGroup | IdentifiedObject | description
BranchGroup | Monitored | eligible | BranchGroup | BranchGroup | eligible
BranchGroup | IdentifiedObject | localName | BranchGroup | IdentifiedObject | localName
BranchGroup | BranchGroup | maximumActivePower | BranchGroup | BranchGroup | maximumActivePower
BranchGroup | BranchGroup | maximumReactivePower | BranchGroup | BranchGroup | maximumReactivePower
BranchGroup | BranchGroup | minimumActivePower | BranchGroup | BranchGroup | minimumActivePower
BranchGroup | BranchGroup | minimumReactivePower | BranchGroup | BranchGroup | minimumReactivePower
BranchGroup | BranchGroup | monitorActivePower | BranchGroup | BranchGroup | monitorActivePower
BranchGroup | BranchGroup | monitorReactivePower | BranchGroup | BranchGroup | monitorReactivePower
BranchGroup | IdentifiedObject | mRID | BranchGroup | IdentifiedObject | mRID
BranchGroup | IdentifiedObject | pathName | BranchGroup | IdentifiedObject | pathName
BranchGroup | BranchGroup | teid | BranchGroup | BranchGroup | teid
BranchGroup | IdentifiedObject | name | BranchGroup | IdentifiedObject | name
BranchGroup | BranchGroup | MaxShadowPrice |  |  | **REMOVED**
BranchGroup | BranchGroup | maximumMVAr |  |  | **REMOVED**
BranchGroup | BranchGroup | maximumMW |  |  | **REMOVED**
BranchGroup | BranchGroup | minimumMVAr |  |  | **REMOVED**
BranchGroup | BranchGroup | minimumMW |  |  | **REMOVED**
BranchGroupTerminal | BranchGroupTerminal | positiveFlowIn | BranchGroupTerminal | BranchGroupTerminal | positiveFlowIn
BranchGroupTerminal | IdentifiedObject | name | BranchGroupTerminal | RootType | name
BranchGroupTerminal | IdentifiedObject | description |  |  | **REMOVED**
BranchGroupTerminal | IdentifiedObject | aliasName |  |  | **REMOVED**
BranchGroupTerminal | IdentifiedObject | localName |  |  | **REMOVED**
BranchGroupTerminal | IdentifiedObject | mRID |  |  | **REMOVED**
BranchGroupTerminal | IdentifiedObject | pathName |  |  | **REMOVED**
Breaker | Switch | initiallyOpen | Breaker | Switch | open
Breaker | Breaker | ampRating | Breaker | Switch | ratedCurrent
Breaker | IdentifiedObject | aliasName | Breaker | IdentifiedObject | aliasName
Breaker | PowerSystemResource | contingencyComponent | Breaker | PowerSystemResource | contingencyComponent
Breaker | Equipment | DAM_Monitored | Breaker | Equipment | DAM_Monitored
Breaker | Equipment | DAM_Secured | Breaker | Equipment | DAM_Secured
Breaker | IdentifiedObject | description | Breaker | IdentifiedObject | description
Breaker | Switch | hasSynchrocheckRelay | Breaker | Switch | hasSynchrocheckRelay
Breaker | Switch | hasSynchroscope | Breaker | Switch | hasSynchroscope
Breaker | Breaker | InTransitTime | Breaker | Breaker | inTransitTime
Breaker | IdentifiedObject | localName | Breaker | IdentifiedObject | localName
Breaker | IdentifiedObject | mRID | Breaker | IdentifiedObject | mRID
Breaker | Switch | normalOpen | Breaker | Switch | normalOpen
Breaker | Equipment | OUSPriority | Breaker | Equipment | OUSPriority
Breaker | IdentifiedObject | pathName | Breaker | IdentifiedObject | pathName
Breaker | Equipment | psseid | Breaker | Resources | PSSEID
Breaker | Switch | recloseMaxAngle | Breaker | Switch | recloseMaxAngle
Breaker | ConductingEquipment | remove | Breaker | ConductingEquipment | remove
Breaker | ConductingEquipment | removeEnable | Breaker | ConductingEquipment | removeEnable
Breaker | Equipment | RUC_Monitored | Breaker | Equipment | RUC_Monitored
Breaker | Equipment | RUC_Secured | Breaker | Equipment | RUC_Secured
Breaker | Switch | switchOnCount | Breaker | Switch | switchOnCount
Breaker | Switch | switchOnDate | Breaker | Switch | switchOnDate
Breaker | PowerSystemResource | teid | Breaker | PowerSystemResource | teid
Breaker | Switch | ZBR | Breaker | Switch | ZBR
Breaker | IdentifiedObject | name | Breaker | IdentifiedObject | name
Breaker | ConductingEquipment | phases |  |  | **REMOVED**
Breaker | Switch | enableManualSwitching |  |  | **REMOVED**
Breaker | Switch | protectLockoutAfterAction |  |  | **REMOVED**
Breaker | Switch | protectOverAction |  |  | **REMOVED**
Breaker | Switch | protectUnderAction |  |  | **REMOVED**
Breaker | Switch | switchOperationOver |  |  | **REMOVED**
Breaker | Switch | switchOperationUnder |  |  | **REMOVED**
Breaker | Switch | switchedBySchedule |  |  | **REMOVED**
Breaker | Switch | triggerNetworkSequence |  |  | **REMOVED**
Breaker | Switch | tripLockout |  |  | **REMOVED**
Breaker | Switch | futureTransition |  |  | **REMOVED**
BusbarSection | IdentifiedObject | aliasName | BusbarSection | IdentifiedObject | aliasName
BusbarSection | PowerSystemResource | contingencyComponent | BusbarSection | PowerSystemResource | contingencyComponent
BusbarSection | Equipment | DAM_Monitored | BusbarSection | Equipment | DAM_Monitored
BusbarSection | Equipment | DAM_Secured | BusbarSection | Equipment | DAM_Secured
BusbarSection | IdentifiedObject | description | BusbarSection | IdentifiedObject | description
BusbarSection | IdentifiedObject | localName | BusbarSection | IdentifiedObject | localName
BusbarSection | IdentifiedObject | mRID | BusbarSection | IdentifiedObject | mRID
BusbarSection | Equipment | OUSPriority | BusbarSection | Equipment | OUSPriority
BusbarSection | IdentifiedObject | pathName | BusbarSection | IdentifiedObject | pathName
BusbarSection | Equipment | psseid | BusbarSection | Resources | PSSEID
BusbarSection | ConductingEquipment | remove | BusbarSection | ConductingEquipment | remove
BusbarSection | ConductingEquipment | removeEnable | BusbarSection | ConductingEquipment | removeEnable
BusbarSection | Equipment | RUC_Monitored | BusbarSection | Equipment | RUC_Monitored
BusbarSection | Equipment | RUC_Secured | BusbarSection | Equipment | RUC_Secured
BusbarSection | PowerSystemResource | teid | BusbarSection | PowerSystemResource | teid
BusbarSection | IdentifiedObject | name | BusbarSection | IdentifiedObject | name
BusbarSection | ConductingEquipment | phases |  |  | **REMOVED**
Calculation | IdentifiedObject | aliasName | Calculation | IdentifiedObject | aliasName
Calculation | IdentifiedObject | description | Calculation | IdentifiedObject | description
Calculation | IdentifiedObject | localName | Calculation | IdentifiedObject | localName
Calculation | IdentifiedObject | mRID | Calculation | IdentifiedObject | mRID
Calculation | IdentifiedObject | pathName | Calculation | IdentifiedObject | pathName
Calculation | Calculation | type | Calculation | Calculation | type
Calculation | IdentifiedObject | name | Calculation | IdentifiedObject | name
Calculation | Calculation | zonalAttribute |  |  | **REMOVED**
CalculationTriggerTimer | IdentifiedObject | name | ScadaTriggerTimer | IdentifiedObject | name
CalculationTriggerTimer | IdentifiedObject | description | ScadaTriggerTimer | IdentifiedObject | description
CalculationTriggerTimer | IdentifiedObject | aliasName | ScadaTriggerTimer | IdentifiedObject | aliasName
CalculationTriggerTimer | IdentifiedObject | localName | ScadaTriggerTimer | IdentifiedObject | localName
CalculationTriggerTimer | IdentifiedObject | mRID | ScadaTriggerTimer | IdentifiedObject | mRID
CalculationTriggerTimer | IdentifiedObject | pathName | ScadaTriggerTimer | IdentifiedObject | pathName
CombinedCyclePlant | IdentifiedObject | aliasName | CombinedCyclePlant | IdentifiedObject | aliasName
CombinedCyclePlant | CombinedCyclePlant | combCyclePlantRating | CombinedCyclePlant | CombinedCyclePlant | combCyclePlantRating
CombinedCyclePlant | PowerSystemResource | contingencyComponent | CombinedCyclePlant | PowerSystemResource | contingencyComponent
CombinedCyclePlant | IdentifiedObject | description | CombinedCyclePlant | IdentifiedObject | description
CombinedCyclePlant | IdentifiedObject | localName | CombinedCyclePlant | IdentifiedObject | localName
CombinedCyclePlant | CombinedCyclePlant | LogicalResourceNodeName | CombinedCyclePlant | CombinedCyclePlant | LogicalResourceNodeName
CombinedCyclePlant | IdentifiedObject | mRID | CombinedCyclePlant | IdentifiedObject | mRID
CombinedCyclePlant | IdentifiedObject | pathName | CombinedCyclePlant | IdentifiedObject | pathName
CombinedCyclePlant | CombinedCyclePlant | resourceCategoryE | CombinedCyclePlant | CombinedCyclePlant | resourceCategoryE
CombinedCyclePlant | PowerSystemResource | teid | CombinedCyclePlant | PowerSystemResource | teid
CombinedCyclePlant | CombinedCyclePlant | wfrmcr | CombinedCyclePlant | CombinedCyclePlant | wfrmcr
CombinedCyclePlant | IdentifiedObject | name | CombinedCyclePlant | IdentifiedObject | name
CombinedCyclePlant | CombinedCyclePlant | GstTpspiMax |  |  | **REMOVED**
CombinedCyclePlant | CombinedCyclePlant | GstTpspiMin |  |  | **REMOVED**
CombinedCyclePlant | CombinedCyclePlant | GtMax |  |  | **REMOVED**
CombinedCyclePlant | CombinedCyclePlant | GtMin |  |  | **REMOVED**
CombinedCyclePlant | CombinedCyclePlant | blockLoadTransfer |  |  | **REMOVED**
CombinedCyclePlant | CombinedCyclePlant | commercialOperationsDate |  |  | **REMOVED**
CombinedCyclePlant | CombinedCyclePlant | qualificationStatus |  |  | **REMOVED**
Comment | Comment | description | Comment | Comment | description
Comment | Comment | Issue | Comment | Comment | Issue
Comment | RootType | name | Comment | RootType | name
Company | IdentifiedObject | aliasName | Company | IdentifiedObject | aliasName
Company | Company | companyType | Company | Company | CompanyType
Company | Company | Cooperative | Company | Company | Cooperative
Company | IdentifiedObject | description | Company | IdentifiedObject | description
Company | Company | DUNS | Company | Company | DUNS
Company | IdentifiedObject | localName | Company | IdentifiedObject | localName
Company | IdentifiedObject | mRID | Company | IdentifiedObject | mRID
Company | Company | Municipality | Company | Company | Municipality
Company | Company | NERCID | Company | Company | NERCID
Company | IdentifiedObject | pathName | Company | IdentifiedObject | pathName
Company | Company | PrimaryPhone | Company | Company | PrimaryPhone
Company | Company | psseid | Company | Resources | PSSEID
Company | Company | qseId | Company | Company | qseId
Company | Company | qseOpaId | Company | Company | qseOpaId
Company | Company | SecondaryPhone | Company | Company | SecondaryPhone
Company | Company | teid | Company | Company | teid
Company | IdentifiedObject | name | Company | IdentifiedObject | name
Configuration | IdentifiedObject | name | CombinedCycleConfiguration | IdentifiedObject | name
Configuration | IdentifiedObject | description | CombinedCycleConfiguration | IdentifiedObject | description
Configuration | IdentifiedObject | aliasName | CombinedCycleConfiguration | IdentifiedObject | aliasName
Configuration | IdentifiedObject | localName | CombinedCycleConfiguration | IdentifiedObject | localName
Configuration | IdentifiedObject | mRID | CombinedCycleConfiguration | IdentifiedObject | mRID
Configuration | IdentifiedObject | pathName | CombinedCycleConfiguration | IdentifiedObject | pathName
Configuration | Configuration | ShutdownFlag | CombinedCycleConfiguration | CombinedCycleConfiguration | ShutdownFlag
Configuration | Configuration | StartupFlag | CombinedCycleConfiguration | CombinedCycleConfiguration | StartupFlag
Configuration | Configuration | coldStartTime | CombinedCycleConfiguration | RegisteredGenerator | coldStartTime
Configuration | Configuration | highReasonabilityLimit | CombinedCycleConfiguration | CombinedCycleConfiguration | highReasonabilityLimit
Configuration | Configuration | highReasonabilityRampRateLimit | CombinedCycleConfiguration | CombinedCycleConfiguration | highReasonabilityRampRateLimit
Configuration | Configuration | hotStartTime | CombinedCycleConfiguration | RegisteredGenerator | hotStartTime
Configuration | Configuration | hotintTime | CombinedCycleConfiguration | RegisteredGenerator | hotIntTime
Configuration | Configuration | intColdTime | CombinedCycleConfiguration | RegisteredGenerator | intColdTime
Configuration | Configuration | intStartTime | CombinedCycleConfiguration | RegisteredGenerator | intStartTime
Configuration | Configuration | lowReasonabilityLimit | CombinedCycleConfiguration | CombinedCycleConfiguration | lowReasonabilityLimit
Configuration | Configuration | lowReasonabilityRampRateLimit | CombinedCycleConfiguration | CombinedCycleConfiguration | lowReasonabilityRampRateLimit
Configuration | Configuration | maxDailyStarts | CombinedCycleConfiguration | CombinedCycleConfiguration | maxDailyStarts
Configuration | Configuration | maxONTime | CombinedCycleConfiguration | RegisteredResource | maxOnTime
Configuration | Configuration | maxWeeklyEnergy | CombinedCycleConfiguration | RegisteredGenerator | maxWeeklyEnergy
Configuration | Configuration | maxWeeklyStarts | CombinedCycleConfiguration | RegisteredGenerator | maxWeeklyStarts
Configuration | Configuration | minOFFTime | CombinedCycleConfiguration | RegisteredResource | minOffTime
Configuration | Configuration | minONTime | CombinedCycleConfiguration | RegisteredResource | minOnTime
Configuration | Configuration | primaryConfiguration | CombinedCycleConfiguration | CombinedCycleConfiguration | primaryConfiguration
Configuration | Configuration | qualificationStatus | CombinedCycleConfiguration | CombinedCycleConfiguration | qualificationStatus
Configuration | Configuration | seasonalMaxEmergencyRating | CombinedCycleConfiguration | CombinedCycleConfiguration | seasonalMaxEmergencyRating
Configuration | Configuration | seasonalMaxSustainableRating | CombinedCycleConfiguration | CombinedCycleConfiguration | seasonalMaxSustainableRating
Configuration | Configuration | seasonalMinEmergencyRating | CombinedCycleConfiguration | CombinedCycleConfiguration | seasonalMinEmergencyRating
Configuration | Configuration | seasonalMinSustainableRating | CombinedCycleConfiguration | CombinedCycleConfiguration | seasonalMinSustainableRating
Configuration | Configuration | RRSPercentLimit | CombinedCycleConfiguration | CombinedCycleConfiguration | RRSPercentLimit
ConfigurationMember | IdentifiedObject | name | CombinedCycleConfigurationMember | IdentifiedObject | name
ConfigurationMember | IdentifiedObject | description | CombinedCycleConfigurationMember | IdentifiedObject | description
ConfigurationMember | IdentifiedObject | aliasName | CombinedCycleConfigurationMember | IdentifiedObject | aliasName
ConfigurationMember | IdentifiedObject | localName | CombinedCycleConfigurationMember | IdentifiedObject | localName
ConfigurationMember | IdentifiedObject | mRID | CombinedCycleConfigurationMember | IdentifiedObject | mRID
ConfigurationMember | IdentifiedObject | pathName | CombinedCycleConfigurationMember | IdentifiedObject | pathName
ConfigurationMember | ConfigurationMember | primary | CombinedCycleConfigurationMember | CombinedCycleConfigurationM | primary
ConfigurationMember | ConfigurationMember | steam | CombinedCycleConfigurationMember | CombinedCycleConfigurationM | steam
ConformLoadGroup | IdentifiedObject | aliasName | ConformLoadGroup | IdentifiedObject | aliasName
ConformLoadGroup | IdentifiedObject | description | ConformLoadGroup | IdentifiedObject | description
ConformLoadGroup | LoadGroup | forecastEnabled | ConformLoadGroup | LoadGroup | forecastEnabled
ConformLoadGroup | IdentifiedObject | localName | ConformLoadGroup | IdentifiedObject | localName
ConformLoadGroup | IdentifiedObject | mRID | ConformLoadGroup | IdentifiedObject | mRID
ConformLoadGroup | IdentifiedObject | pathName | ConformLoadGroup | IdentifiedObject | pathName
ConformLoadGroup | IdentifiedObject | name | ConformLoadGroup | IdentifiedObject | name
ConformLoadSchedule | IdentifiedObject | aliasName | ConformLoadSchedule | IdentifiedObject | aliasName
ConformLoadSchedule | IdentifiedObject | description | ConformLoadSchedule | IdentifiedObject | description
ConformLoadSchedule | RegularIntervalSchedule | endTime | ConformLoadSchedule | RegularIntervalSchedule | endTime | when value '23:59:00' or '23:59:58' or '23:59:59' change to '9999-01-01 23:59:59'
ConformLoadSchedule | IdentifiedObject | localName | ConformLoadSchedule | IdentifiedObject | localName
ConformLoadSchedule | IdentifiedObject | mRID | ConformLoadSchedule | IdentifiedObject | mRID
ConformLoadSchedule | IdentifiedObject | pathName | ConformLoadSchedule | IdentifiedObject | pathName
ConformLoadSchedule | BasicIntervalSchedule | startTime | ConformLoadSchedule | BasicIntervalSchedule | startTime | when value '00:00:00' or '12:00:00' change to '2000-01-01 00:00:00'
ConformLoadSchedule | RegularIntervalSchedule | timeStep | ConformLoadSchedule | RegularIntervalSchedule | timeStep
ConformLoadSchedule | BasicIntervalSchedule | value1Unit | ConformLoadSchedule | BasicIntervalSchedule | value1Unit | Unit is changed to enumerated unit and multiplier
ConformLoadSchedule | BasicIntervalSchedule | value2Unit | ConformLoadSchedule | BasicIntervalSchedule | value2Unit | Unit is changed to enumerated unit and multiplier
ConformLoadSchedule | IdentifiedObject | name | ConformLoadSchedule | IdentifiedObject | name
ConformLoadSchedule | BasicIntervalSchedule | value1Unit | ConformLoadSchedule | BasicIntervalSchedule | value1Multiplier | Unit is changed to enumerated unit and multiplier
ConformLoadSchedule | BasicIntervalSchedule | value2Unit | ConformLoadSchedule | BasicIntervalSchedule | value2Multiplier | Unit is changed to enumerated unit and multiplier
ConnectivityNode | IdentifiedObject | aliasName | ConnectivityNode | IdentifiedObject | aliasName
ConnectivityNode | IdentifiedObject | description | ConnectivityNode | IdentifiedObject | description
ConnectivityNode | IdentifiedObject | localName | ConnectivityNode | IdentifiedObject | localName
ConnectivityNode | IdentifiedObject | mRID | ConnectivityNode | IdentifiedObject | mRID
ConnectivityNode | IdentifiedObject | pathName | ConnectivityNode | IdentifiedObject | pathName
ConnectivityNode | ConnectivityNode | PSSEBusName | ConnectivityNode | ConnectivityNode | PSSEBusName
ConnectivityNode | ConnectivityNode | PSSEBusNumber | ConnectivityNode | ConnectivityNode | PSSEBusNumber
ConnectivityNode | ConnectivityNode | PSSEID | ConnectivityNode | Resources | PSSEID
ConnectivityNode | ConnectivityNode | teid | ConnectivityNode | ConnectivityNode | teid
ConnectivityNode | IdentifiedObject | name | ConnectivityNode | IdentifiedObject | name
ConnectivityNode | ConnectivityNode | SlackBusPriority |  |  | **REMOVED**
ConnectivityNode | ConnectivityNode | height |  |  | **REMOVED**
ConnectivityNode | ConnectivityNode | width |  |  | **REMOVED**
ConnectivityNode | ConnectivityNode | xval |  |  | **REMOVED**
ConnectivityNode | ConnectivityNode | yval |  |  | **REMOVED**
ConnectivityNodeGroup | IdentifiedObject | name | TopologicalNode | IdentifiedObject | name
ConnectivityNodeGroup | IdentifiedObject | description | TopologicalNode | IdentifiedObject | description
ConnectivityNodeGroup | IdentifiedObject | aliasName | TopologicalNode | IdentifiedObject | aliasName
ConnectivityNodeGroup | IdentifiedObject | localName | TopologicalNode | IdentifiedObject | localName
ConnectivityNodeGroup | IdentifiedObject | mRID | TopologicalNode | IdentifiedObject | mRID
ConnectivityNodeGroup | IdentifiedObject | pathName | TopologicalNode | IdentifiedObject | pathName
ConnectivityNodeGroup | PowerSystemResource | teid | TopologicalNode | TopologicalNode | teid
ConnectivityNodeGroup | ConnectivityNodeGroup | PSSEBusName | TopologicalNode | TopologicalNode | PSSEBusName
ConnectivityNodeGroup | ConnectivityNodeGroup | PSSEBusNumber | TopologicalNode | TopologicalNode | PSSEBusNumber
ConnectivityNodeGroup | PowerSystemResource | contingencyComponent |  |  | **REMOVED**
ConstantArgument | IdentifiedObject | name | ConstantArgument | IdentifiedObject | name
ConstantArgument | IdentifiedObject | description | ConstantArgument | IdentifiedObject | description
ConstantArgument | IdentifiedObject | aliasName | ConstantArgument | IdentifiedObject | aliasName
ConstantArgument | IdentifiedObject | localName | ConstantArgument | IdentifiedObject | localName
ConstantArgument | IdentifiedObject | mRID | ConstantArgument | IdentifiedObject | mRID
ConstantArgument | IdentifiedObject | pathName | ConstantArgument | IdentifiedObject | pathName
ConstantArgument | CalculationArgument | referenceFlag | ConstantArgument | CalculationArgument | referenceFlag
ConstantArgument | CalculationArgument | referenceName | ConstantArgument | CalculationArgument | referenceName
ConstantArgument | ConstantArgument | scalarValue | ConstantArgument | ConstantArgument | value
ConstantArgument | CalculationArgument | zonalAttribute |  |  | **REMOVED**
Contact | RootType | name | Person | IdentifiedObject | name
Contact | Contact | EmailAddress | Person | Person | electronicAddress
Contact | Contact | FirstName | Person | Person | firstName
Contact | Contact | LastName | Person | Person | lastName
Contact | Contact | PrimaryPhone | Person | Person | landlinePhone
Contact | Contact | SecondaryPhone | Person | Person | mobilePhone
Contact | Address | City |  |  | **REMOVED**
Contact | Address | County |  |  | **REMOVED**
Contact | Address | PostalCode |  |  | **REMOVED**
Contact | Address | State |  |  | **REMOVED**
Contact | Address | Street1 |  |  | **REMOVED**
Contact | Address | Street2 |  |  | **REMOVED**
Contingency | Contingency | activeMode | Contingency | Contingency | activeMode
Contingency | IdentifiedObject | aliasName | Contingency | IdentifiedObject | aliasName
Contingency | Contingency | contingencyClassification | Contingency | Contingency | contingencyClassification
Contingency | IdentifiedObject | description | Contingency | IdentifiedObject | description
Contingency | Contingency | enableCascading |  |  | **REMOVED**
Contingency | Contingency | enableSPS |  |  | **REMOVED**
Contingency | Contingency | generationLoss |  |  | **REMOVED**
Contingency | Contingency | generatorParticipationFactor | Contingency | Contingency | generatorParticipationFactor
Contingency | Contingency | loadLoss |  |  | **REMOVED**
Contingency | IdentifiedObject | localName | Contingency | IdentifiedObject | localName
Contingency | IdentifiedObject | mRID | Contingency | IdentifiedObject | mRID
Contingency | IdentifiedObject | pathName | Contingency | IdentifiedObject | pathName
Contingency | Contingency | probabilityOfOccurance |  |  | **REMOVED**
Contingency | Contingency | processType | Contingency | Contingency | processType
Contingency | Contingency | radial | Contingency | Contingency | radial
Contingency | Contingency | refactor |  |  | **REMOVED**
Contingency | Contingency | retainName | Contingency | Contingency | retainName
Contingency | Contingency | RunFlag | Contingency | Contingency | RunFlag
Contingency | IdentifiedObject | name | Contingency | IdentifiedObject | name
Contingency | Contingency | ActionType |  |  | **REMOVED**
Contingency | Contingency | DeviceName |  |  | **REMOVED**
Contingency | Contingency | DeviceType |  |  | **REMOVED**
Contingency | Contingency | MaxShadowPrice |  |  | **REMOVED**
Contingency | Contingency | enableRedefinition |  |  | **REMOVED**
Contingency | Contingency | endDate |  |  | **REMOVED**
Contingency | Contingency | responseTime |  |  | **REMOVED**
Contingency | Contingency | startDate |  |  | **REMOVED**
ContingencyElement | IdentifiedObject | name | ContingencyEquipment | IdentifiedObject | name
ContingencyElement | IdentifiedObject | description | ContingencyEquipment | IdentifiedObject | description
ContingencyElement | IdentifiedObject | aliasName | ContingencyEquipment | IdentifiedObject | aliasName
ContingencyElement | IdentifiedObject | localName | ContingencyEquipment | IdentifiedObject | localName
ContingencyElement | IdentifiedObject | mRID | ContingencyEquipment | IdentifiedObject | mRID
ContingencyElement | IdentifiedObject | pathName | ContingencyEquipment | IdentifiedObject | pathName
ContingencyElement | ContingencyElement | status | ContingencyEquipment | ContingencyEquipment | contingencyStatus | if status is true, ContingencyEquipmentStatusKind.inService if status is false, ContingencyEquipmentStatusKind.outOfService
ContingencyElement | ContingencyElement | tempEquipmentAssoc | ContingencyEquipment | ContingencyElement | tempEquipmentAssoc
ContingencyElement | ContingencyElement | active | ContingencyEquipment | ContingencyElement | active
ContingencyElement | ContingencyElement | seedElement | ContingencyEquipment | ContingencyElement | seedElement
ContingencyElement | ContingencyElement | cbFault |  |  | **REMOVED**
ContingencyGroup | IdentifiedObject | aliasName | ContingencyGroup | IdentifiedObject | aliasName
ContingencyGroup | IdentifiedObject | description | ContingencyGroup | IdentifiedObject | description
ContingencyGroup | IdentifiedObject | localName | ContingencyGroup | IdentifiedObject | localName
ContingencyGroup | ContingencyGroup | maintainSubSystems | ContingencyGroup | ContingencyGroup | maintainSubSystems
ContingencyGroup | IdentifiedObject | mRID | ContingencyGroup | IdentifiedObject | mRID
ContingencyGroup | IdentifiedObject | pathName | ContingencyGroup | IdentifiedObject | pathName
ContingencyGroup | ContingencyGroup | study | ContingencyGroup | ContingencyGroup | study
ContingencyGroup | IdentifiedObject | name | ContingencyGroup | IdentifiedObject | name
ContingencyGroupMember | IdentifiedObject | aliasName | ContingencyGroupMember | IdentifiedObject | aliasName
ContingencyGroupMember | IdentifiedObject | description | ContingencyGroupMember | IdentifiedObject | description
ContingencyGroupMember | IdentifiedObject | localName | ContingencyGroupMember | IdentifiedObject | localName
ContingencyGroupMember | IdentifiedObject | mRID | ContingencyGroupMember | IdentifiedObject | mRID
ContingencyGroupMember | IdentifiedObject | pathName | ContingencyGroupMember | IdentifiedObject | pathName
ContingencyGroupMember | ContingencyGroupMember | tempContingencyAssoc | ContingencyGroupMember | ContingencyGroupMember | tempContingencyAssoc
ContingencyGroupMember | IdentifiedObject | name | ContingencyGroupMember | IdentifiedObject | name
ControllableLoadResource | IdentifiedObject | aliasName | ControllableLoadResource | IdentifiedObject | aliasName
ControllableLoadResource | EnergyConsumerResource | blockLoadTransfer | ControllableLoadResource | EnergyConsumerResource | blockLoadTransfer
ControllableLoadResource | EnergyConsumerResource | commercialOperationsDate | ControllableLoadResource | EnergyConsumerResource | commercialOperationsDate
ControllableLoadResource | PowerSystemResource | contingencyComponent | ControllableLoadResource | PowerSystemResource | contingencyComponent
ControllableLoadResource | Equipment | DAM_Monitored | ControllableLoadResource | Equipment | DAM_Monitored
ControllableLoadResource | Equipment | DAM_Secured | ControllableLoadResource | Equipment | DAM_Secured
ControllableLoadResource | IdentifiedObject | description | ControllableLoadResource | IdentifiedObject | description
ControllableLoadResource | EnergyConsumerResource | loadFreqBias | ControllableLoadResource | EnergyConsumerResource | loadFreqBias
ControllableLoadResource | EnergyConsumerResource | loadFreqDevDeadband | ControllableLoadResource | EnergyConsumerResource | loadFreqDevDeadband
ControllableLoadResource | EnergyConsumerResource | loadId | ControllableLoadResource | EnergyConsumerResource | loadId
ControllableLoadResource | EnergyConsumerResource | loadSubStationId | ControllableLoadResource | EnergyConsumerResource | loadSubStationId
ControllableLoadResource | IdentifiedObject | localName | ControllableLoadResource | IdentifiedObject | localName
ControllableLoadResource | EnergyConsumerResource | maxDailyDeployment | ControllableLoadResource | EnergyConsumerResource | maxDailyDeployment
ControllableLoadResource | ControllableLoadResource | maxDeploymentTime | ControllableLoadResource | ControllableLoadResource | maxDeploymentTime
ControllableLoadResource | EnergyConsumerResource | maxInterruptionTime | ControllableLoadResource | EnergyConsumerResource | maxInterruptionTime
ControllableLoadResource | EnergyConsumerResource | MaxPowerConsumption | ControllableLoadResource | EnergyConsumerResource | MaxPowerConsumption
ControllableLoadResource | EnergyConsumerResource | maxWeeklyDeployment | ControllableLoadResource | EnergyConsumerResource | maxWeeklyDeployment
ControllableLoadResource | ControllableLoadResource | maxWeeklyEnergy | ControllableLoadResource | ControllableLoadResource | maxWeeklyEnergy
ControllableLoadResource | EnergyConsumerResource | minInterruptionTime | ControllableLoadResource | EnergyConsumerResource | minInterruptionTime
ControllableLoadResource | ControllableLoadResource | minNoticeTime | ControllableLoadResource | ControllableLoadResource | minNoticeTime
ControllableLoadResource | EnergyConsumerResource | MinPowerConsumption | ControllableLoadResource | EnergyConsumerResource | MinPowerConsumption
ControllableLoadResource | EnergyConsumerResource | minRestorationTime | ControllableLoadResource | EnergyConsumerResource | minRestorationTime
ControllableLoadResource | IdentifiedObject | mRID | ControllableLoadResource | IdentifiedObject | mRID
ControllableLoadResource | Equipment | OUSPriority | ControllableLoadResource | Equipment | OUSPriority
ControllableLoadResource | IdentifiedObject | pathName | ControllableLoadResource | IdentifiedObject | pathName
ControllableLoadResource | Equipment | psseid | ControllableLoadResource | Resources | PSSEID
ControllableLoadResource | EnergyConsumerResource | qualificationStatus | ControllableLoadResource | EnergyConsumerResource | qualificationStatus
ControllableLoadResource | ControllableLoadResource | rampRateSlopeDownLimit | ControllableLoadResource | ControllableLoadResource | rampRateSlopeDownLimit
ControllableLoadResource | ControllableLoadResource | rampRateSlopeUpLimit | ControllableLoadResource | ControllableLoadResource | rampRateSlopeUpLimit
ControllableLoadResource | EnergyConsumerResource | RelayType | ControllableLoadResource | EnergyConsumerResource | RelayType
ControllableLoadResource | EnergyConsumerResource | resourceCategory | ControllableLoadResource | EnergyConsumerResource | resourceCategory
ControllableLoadResource | Equipment | RUC_Monitored | ControllableLoadResource | Equipment | RUC_Monitored
ControllableLoadResource | Equipment | RUC_Secured | ControllableLoadResource | Equipment | RUC_Secured
ControllableLoadResource | PowerSystemResource | teid | ControllableLoadResource | PowerSystemResource | teid
ControllableLoadResource | EnergyConsumerResource | wfrmcr | ControllableLoadResource | EnergyConsumerResource | wfrmcr
ControllableLoadResource | IdentifiedObject | name | ControllableLoadResource | IdentifiedObject | name
ContSpecialElements | IdentifiedObject | aliasName | ContSpecialElements | IdentifiedObject | aliasName
ContSpecialElements | ContSpecialElements | ContingencyCollections | ContSpecialElements | ContSpecialElements | ContingencyCollections
ContSpecialElements | IdentifiedObject | description | ContSpecialElements | IdentifiedObject | description
ContSpecialElements | ContSpecialElements | IncorporateElements | ContSpecialElements | ContSpecialElements | IncorporateElements
ContSpecialElements | IdentifiedObject | localName | ContSpecialElements | IdentifiedObject | localName
ContSpecialElements | IdentifiedObject | mRID | ContSpecialElements | IdentifiedObject | mRID
ContSpecialElements | IdentifiedObject | pathName | ContSpecialElements | IdentifiedObject | pathName
ContSpecialElements | IdentifiedObject | name | ContSpecialElements | IdentifiedObject | name
ConversionTable | IdentifiedObject | aliasName | ConversionTable | IdentifiedObject | aliasName
ConversionTable | IdentifiedObject | description | ConversionTable | IdentifiedObject | description
ConversionTable | IdentifiedObject | localName | ConversionTable | IdentifiedObject | localName
ConversionTable | IdentifiedObject | mRID | ConversionTable | IdentifiedObject | mRID
ConversionTable | IdentifiedObject | pathName | ConversionTable | IdentifiedObject | pathName
ConversionTable | IdentifiedObject | name | ConversionTable | IdentifiedObject | name
CurveData | IdentifiedObject | name | CurveData | RootType | name
CurveData | CurveData | xvalue | CurveData | CurveData | xvalue
CurveData | CurveData | y1value | CurveData | CurveData | y1value
CurveData | CurveData | y2value | CurveData | CurveData | y2value
CurveData | IdentifiedObject | description |  |  | **REMOVED**
CurveData | IdentifiedObject | aliasName |  |  | **REMOVED**
CurveData | IdentifiedObject | localName |  |  | **REMOVED**
CurveData | IdentifiedObject | mRID |  |  | **REMOVED**
CurveData | IdentifiedObject | pathName |  |  | **REMOVED**
CustomerLoad | IdentifiedObject | name | ConformLoad | IdentifiedObject | name
CustomerLoad | IdentifiedObject | description | ConformLoad | IdentifiedObject | description
CustomerLoad | IdentifiedObject | aliasName | ConformLoad | IdentifiedObject | aliasName
CustomerLoad | IdentifiedObject | localName | ConformLoad | IdentifiedObject | localName
CustomerLoad | IdentifiedObject | mRID | ConformLoad | IdentifiedObject | mRID
CustomerLoad | IdentifiedObject | pathName | ConformLoad | IdentifiedObject | pathName
CustomerLoad | PowerSystemResource | teid | ConformLoad | PowerSystemResource | teid
CustomerLoad | PowerSystemResource | contingencyComponent | ConformLoad | PowerSystemResource | contingencyComponent
CustomerLoad | Equipment | DAM_Monitored | ConformLoad | Equipment | DAM_Monitored
CustomerLoad | Equipment | DAM_Secured | ConformLoad | Equipment | DAM_Secured
CustomerLoad | Equipment | OUSPriority | ConformLoad | Equipment | OUSPriority
CustomerLoad | Equipment | RUC_Monitored | ConformLoad | Equipment | RUC_Monitored
CustomerLoad | Equipment | RUC_Secured | ConformLoad | Equipment | RUC_Secured
CustomerLoad | Equipment | psseid | ConformLoad | Resources | PSSEID
CustomerLoad | ConductingEquipment | remove | ConformLoad | ConductingEquipment | remove
CustomerLoad | ConductingEquipment | removeEnable | ConformLoad | ConductingEquipment | removeEnable
CustomerLoad | EnergyConsumer | customerCount | ConformLoad | EnergyConsumer | customerCount
CustomerLoad | EnergyConsumer | maxMVAR | ConformLoad | EnergyConsumer | Rmax
CustomerLoad | EnergyConsumer | maxMW | ConformLoad | EnergyConsumer | Wmax
CustomerLoad | EnergyConsumer | minMVAR | ConformLoad | EnergyConsumer | Rmin
CustomerLoad | EnergyConsumer | minMW | ConformLoad | EnergyConsumer | Wmin
CustomerLoad | EnergyConsumer | pfixed | ConformLoad | EnergyConsumer | p
CustomerLoad | EnergyConsumer | pfixedPct | ConformLoad | EnergyConsumer | pfixedPct
CustomerLoad | EnergyConsumer | pnom | ConformLoad | EnergyConsumer | pnom
CustomerLoad | EnergyConsumer | powerFactor | ConformLoad | EnergyConsumer | powerFactor
CustomerLoad | EnergyConsumer | qfixed | ConformLoad | EnergyConsumer | q
CustomerLoad | EnergyConsumer | qfixedPct | ConformLoad | EnergyConsumer | qfixedPct
CustomerLoad | EnergyConsumer | qnom | ConformLoad | EnergyConsumer | qnom
CustomerLoad | EnergyConsumer | interruptible | ConformLoad | EnergyConsumer | interruptible
CustomerLoad | EnergyConsumer | DGENM | ConformLoad | EnergyConsumer | DGENM
CustomerLoad | EnergyConsumer | DGENP | ConformLoad | EnergyConsumer | DGENP
CustomerLoad | EnergyConsumer | DGENQ | ConformLoad | EnergyConsumer | DGENQ
CustomerLoad | ConductingEquipment | phases |  |  | **REMOVED**
CustomerLoad | EnergyConsumer | conformingLoadFlag |  |  | **REMOVED**
CustomerLoad | EnergyConsumer | pFexp |  |  | **REMOVED**
CustomerLoad | EnergyConsumer | pVexp |  |  | **REMOVED**
CustomerLoad | EnergyConsumer | pnomPct |  |  | **REMOVED**
CustomerLoad | EnergyConsumer | qFexp |  |  | **REMOVED**
CustomerLoad | EnergyConsumer | qVexp |  |  | **REMOVED**
CustomerLoad | EnergyConsumer | qnomPct |  |  | **REMOVED**
DayType | IdentifiedObject | aliasName | DayType | IdentifiedObject | aliasName
DayType | IdentifiedObject | description | DayType | IdentifiedObject | description
DayType | IdentifiedObject | localName | DayType | IdentifiedObject | localName
DayType | IdentifiedObject | mRID | DayType | IdentifiedObject | mRID
DayType | IdentifiedObject | pathName | DayType | IdentifiedObject | pathName
DayType | IdentifiedObject | name | DayType | IdentifiedObject | name
DayType | DayType | FriFlag |  |  | **REMOVED**
DayType | DayType | MonFlag |  |  | **REMOVED**
DayType | DayType | SatFlag |  |  | **REMOVED**
DayType | DayType | SunFlag |  |  | **REMOVED**
DayType | DayType | ThursFlag |  |  | **REMOVED**
DayType | DayType | TuesFlag |  |  | **REMOVED**
DayType | DayType | WedFlag |  |  | **REMOVED**
DayType | DayType | endTime |  |  | **REMOVED**
DayType | DayType | startTime |  |  | **REMOVED**
DCTie | IdentifiedObject | aliasName | DCTie | IdentifiedObject | aliasName
DCTie | DCTie | DCTieLZName | DCTie | DCTie | DCTieLZName
DCTie | IdentifiedObject | description | DCTie | IdentifiedObject | description
DCTie | IdentifiedObject | localName | DCTie | IdentifiedObject | localName
DCTie | IdentifiedObject | mRID | DCTie | IdentifiedObject | mRID
DCTie | IdentifiedObject | pathName | DCTie | IdentifiedObject | pathName
DCTie | IdentifiedObject | name | DCTie | IdentifiedObject | name
DeviceTypeName | IdentifiedObject | name | EquipmentGroupType | IdentifiedObject | name
DeviceTypeName | IdentifiedObject | description | EquipmentGroupType | IdentifiedObject | description
DeviceTypeName | IdentifiedObject | aliasName | EquipmentGroupType | IdentifiedObject | aliasName
DeviceTypeName | IdentifiedObject | localName | EquipmentGroupType | IdentifiedObject | localName
DeviceTypeName | IdentifiedObject | mRID | EquipmentGroupType | IdentifiedObject | mRID
DeviceTypeName | IdentifiedObject | pathName | EquipmentGroupType | IdentifiedObject | pathName
Diagram | IdentifiedObject | aliasName | Diagram | IdentifiedObject | aliasName
Diagram | IdentifiedObject | description | Diagram | IdentifiedObject | description
Diagram | IdentifiedObject | localName | Diagram | IdentifiedObject | localName
Diagram | IdentifiedObject | mRID | Diagram | IdentifiedObject | mRID
Diagram | Diagram | orientation | Diagram | Diagram | orientation
Diagram | IdentifiedObject | pathName | Diagram | IdentifiedObject | pathName
Diagram | Diagram | x1InitialView | Diagram | Diagram | x1InitialView
Diagram | Diagram | x2InitialView | Diagram | Diagram | x2InitialView
Diagram | Diagram | y1InitialView | Diagram | Diagram | y1InitialView
Diagram | Diagram | y2InitialView | Diagram | Diagram | y2InitialView
Diagram | IdentifiedObject | name | Diagram | IdentifiedObject | name
Diagram | DiagramObject | diagramOrientation |  |  | **REMOVED**
Diagram | DiagramObject | drawingOrder |  |  | **REMOVED**
Diagram | DiagramObject | isPolygon |  |  | **REMOVED**
Diagram | DiagramObject | offsetX |  |  | **REMOVED**
Diagram | DiagramObject | offsetY |  |  | **REMOVED**
Diagram | DiagramObject | overrideHeight |  |  | **REMOVED**
Diagram | DiagramObject | overrideWidth |  |  | **REMOVED**
Diagram | DiagramObject | rotation |  |  | **REMOVED**
Diagram | DiagramObject | sequenceNumber |  |  | **REMOVED**
Diagram | DiagramObject | TempLink |  |  | **REMOVED**
DiagramObject | IdentifiedObject | name | DiagramObject | IdentifiedObject | name
DiagramObject | IdentifiedObject | description | DiagramObject | IdentifiedObject | description
DiagramObject | IdentifiedObject | aliasName | DiagramObject | IdentifiedObject | aliasName
DiagramObject | IdentifiedObject | localName | DiagramObject | IdentifiedObject | localName
DiagramObject | IdentifiedObject | mRID | DiagramObject | IdentifiedObject | mRID
DiagramObject | IdentifiedObject | pathName | DiagramObject | IdentifiedObject | pathName
DiagramObject | DiagramObject | diagramOrientation | DiagramObject | DiagramObject | diagramOrientation
DiagramObject | DiagramObject | isPolygon | DiagramObject | DiagramObject | isPolygon
DiagramObject | DiagramObject | offsetX | DiagramObject | DiagramObject | offsetX
DiagramObject | DiagramObject | offsetY | DiagramObject | DiagramObject | offsetY
DiagramObject | DiagramObject | overrideHeight | DiagramObject | DiagramObject | overrideHeight
DiagramObject | DiagramObject | overrideWidth | DiagramObject | DiagramObject | overrideWidth
DiagramObject | DiagramObject | rotation | DiagramObject | DiagramObject | rotation
DiagramObject | DiagramObject | sequenceNumber | DiagramObject | DiagramObject | drawingOrder
DiagramObject | DiagramObject | TempLink | DiagramObject | DiagramObject | TempLink
DiagramObject | DiagramObject | drawingOrder |  |  | **REMOVED**
DiagramObjectGluePoint | IdentifiedObject | name | DiagramObjectGluePoint | RootType | name
DiagramObjectGluePoint | IdentifiedObject | description |  |  | **REMOVED**
DiagramObjectGluePoint | IdentifiedObject | aliasName |  |  | **REMOVED**
DiagramObjectGluePoint | IdentifiedObject | localName |  |  | **REMOVED**
DiagramObjectGluePoint | IdentifiedObject | mRID |  |  | **REMOVED**
DiagramObjectGluePoint | IdentifiedObject | pathName |  |  | **REMOVED**
DiagramObjectGluePoint | DiagramObject | diagramOrientation |  |  | **REMOVED**
DiagramObjectGluePoint | DiagramObject | drawingOrder |  |  | **REMOVED**
DiagramObjectGluePoint | DiagramObject | isPolygon |  |  | **REMOVED**
DiagramObjectGluePoint | DiagramObject | offsetX |  |  | **REMOVED**
DiagramObjectGluePoint | DiagramObject | offsetY |  |  | **REMOVED**
DiagramObjectGluePoint | DiagramObject | overrideHeight |  |  | **REMOVED**
DiagramObjectGluePoint | DiagramObject | overrideWidth |  |  | **REMOVED**
DiagramObjectGluePoint | DiagramObject | rotation |  |  | **REMOVED**
DiagramObjectGluePoint | DiagramObject | sequenceNumber |  |  | **REMOVED**
DiagramObjectGluePoint | DiagramObject | TempLink |  |  | **REMOVED**
DiagramObjectPoint | DiagramObjectPoint | sequenceNumber | DiagramObjectPoint | DiagramObjectPoint | sequenceNumber
DiagramObjectPoint | DiagramObjectPoint | xPosition | DiagramObjectPoint | DiagramObjectPoint | xPosition
DiagramObjectPoint | DiagramObjectPoint | yPosition | DiagramObjectPoint | DiagramObjectPoint | yPosition
DiagramObjectPoint | DiagramObjectPoint | zPosition | DiagramObjectPoint | DiagramObjectPoint | zPosition
DiagramObjectPoint | RootType | name | DiagramObjectPoint | RootType | name
DiagramObjectStyle | IdentifiedObject | aliasName | DiagramObjectStyle | IdentifiedObject | aliasName
DiagramObjectStyle | IdentifiedObject | description | DiagramObjectStyle | IdentifiedObject | description
DiagramObjectStyle | DiagramObjectStyle | height | DiagramObjectStyle | DiagramObjectStyle | height
DiagramObjectStyle | IdentifiedObject | localName | DiagramObjectStyle | IdentifiedObject | localName
DiagramObjectStyle | IdentifiedObject | mRID | DiagramObjectStyle | IdentifiedObject | mRID
DiagramObjectStyle | IdentifiedObject | pathName | DiagramObjectStyle | IdentifiedObject | pathName
DiagramObjectStyle | DiagramObjectStyle | width | DiagramObjectStyle | DiagramObjectStyle | width
DiagramObjectStyle | IdentifiedObject | name | DiagramObjectStyle | IdentifiedObject | name
Disconnector | IdentifiedObject | name | Disconnector | IdentifiedObject | name
Disconnector | IdentifiedObject | description | Disconnector | IdentifiedObject | description
Disconnector | IdentifiedObject | aliasName | Disconnector | IdentifiedObject | aliasName
Disconnector | IdentifiedObject | localName | Disconnector | IdentifiedObject | localName
Disconnector | IdentifiedObject | mRID | Disconnector | IdentifiedObject | mRID
Disconnector | IdentifiedObject | pathName | Disconnector | IdentifiedObject | pathName
Disconnector | PowerSystemResource | teid | Disconnector | PowerSystemResource | teid
Disconnector | PowerSystemResource | contingencyComponent | Disconnector | PowerSystemResource | contingencyComponent
Disconnector | Equipment | DAM_Monitored | Disconnector | Equipment | DAM_Monitored
Disconnector | Equipment | DAM_Secured | Disconnector | Equipment | DAM_Secured
Disconnector | Equipment | OUSPriority | Disconnector | Equipment | OUSPriority
Disconnector | Equipment | RUC_Monitored | Disconnector | Equipment | RUC_Monitored
Disconnector | Equipment | RUC_Secured | Disconnector | Equipment | RUC_Secured
Disconnector | Equipment | psseid | Disconnector | Resources | PSSEID
Disconnector | ConductingEquipment | remove | Disconnector | ConductingEquipment | remove
Disconnector | ConductingEquipment | removeEnable | Disconnector | ConductingEquipment | removeEnable
Disconnector | Switch | ZBR | Disconnector | Switch | ZBR
Disconnector | Switch | initiallyOpen | Disconnector | Switch | open
Disconnector | Switch | normalOpen | Disconnector | Switch | normalOpen
Disconnector | Switch | switchOnCount | Disconnector | Switch | switchOnCount
Disconnector | Switch | switchOnDate | Disconnector | Switch | switchOnDate
Disconnector | Switch | recloseMaxAngle | Disconnector | Switch | recloseMaxAngle
Disconnector | Switch | hasSynchrocheckRelay | Disconnector | Switch | hasSynchrocheckRelay
Disconnector | Switch | hasSynchroscope | Disconnector | Switch | hasSynchroscope
Disconnector | ConductingEquipment | phases |  |  | **REMOVED**
Disconnector | Switch | enableManualSwitching |  |  | **REMOVED**
Disconnector | Switch | protectLockoutAfterAction |  |  | **REMOVED**
Disconnector | Switch | protectOverAction |  |  | **REMOVED**
Disconnector | Switch | protectUnderAction |  |  | **REMOVED**
Disconnector | Switch | switchOperationOver |  |  | **REMOVED**
Disconnector | Switch | switchOperationUnder |  |  | **REMOVED**
Disconnector | Switch | switchedBySchedule |  |  | **REMOVED**
Disconnector | Switch | triggerNetworkSequence |  |  | **REMOVED**
Disconnector | Switch | tripLockout |  |  | **REMOVED**
Disconnector | Switch | futureTransition |  |  | **REMOVED**
Discrete | IdentifiedObject | aliasName | Discrete | IdentifiedObject | aliasName
Discrete | IdentifiedObject | description | Discrete | IdentifiedObject | description
Discrete | IdentifiedObject | localName | Discrete | IdentifiedObject | localName
Discrete | Discrete | maxValue | Discrete | Discrete | maxValue
Discrete | Discrete | minValue | Discrete | Discrete | minValue
Discrete | IdentifiedObject | mRID | Discrete | IdentifiedObject | mRID
Discrete | Discrete | normalValue | Discrete | Discrete | normalValue
Discrete | IdentifiedObject | pathName | Discrete | IdentifiedObject | pathName
Discrete | Discrete | teid | Discrete | Discrete | teid
Discrete | IdentifiedObject | name | Discrete | IdentifiedObject | name
Discrete | Measurement | ScanRate |  |  | **REMOVED**
Discrete | Measurement | zonalAttribute |  |  | **REMOVED**
DiscreteAlarmCategory | IdentifiedObject | aliasName | DiscreteAlarmCategory | IdentifiedObject | aliasName
DiscreteAlarmCategory | IdentifiedObject | description | DiscreteAlarmCategory | IdentifiedObject | description
DiscreteAlarmCategory | IdentifiedObject | localName | DiscreteAlarmCategory | IdentifiedObject | localName
DiscreteAlarmCategory | IdentifiedObject | mRID | DiscreteAlarmCategory | IdentifiedObject | mRID
DiscreteAlarmCategory | IdentifiedObject | pathName | DiscreteAlarmCategory | IdentifiedObject | pathName
DiscreteAlarmCategory | IdentifiedObject | name | DiscreteAlarmCategory | IdentifiedObject | name
DiscreteName | IdentifiedObject | aliasName | DiscreteName | IdentifiedObject | aliasName
DiscreteName | IdentifiedObject | description | DiscreteName | IdentifiedObject | description
DiscreteName | IdentifiedObject | localName | DiscreteName | IdentifiedObject | localName
DiscreteName | IdentifiedObject | mRID | DiscreteName | IdentifiedObject | mRID
DiscreteName | IdentifiedObject | pathName | DiscreteName | IdentifiedObject | pathName
DiscreteName | IdentifiedObject | name | DiscreteName | IdentifiedObject | name
DiscreteType | IdentifiedObject | aliasName | DiscreteType | IdentifiedObject | aliasName
DiscreteType | IdentifiedObject | description | DiscreteType | IdentifiedObject | description
DiscreteType | IdentifiedObject | localName | DiscreteType | IdentifiedObject | localName
DiscreteType | IdentifiedObject | mRID | DiscreteType | IdentifiedObject | mRID
DiscreteType | IdentifiedObject | pathName | DiscreteType | IdentifiedObject | pathName
DiscreteType | IdentifiedObject | name | DiscreteType | IdentifiedObject | name
DiscreteValue | MeasurementValue | abnormalForAlarm | Discrete | Measurement | inhibitAbnormalForAlarm | Attribute moved from DiscreteValue to Discrete
DiscreteValue | MeasurementValue | abnormalForSCADA | Discrete | Measurement | inhibitAbnormalForSCADA | Attribute moved from DiscreteValue to Discrete
DiscreteValue | MeasurementValue | audibleTone | Discrete | Measurement | inhibitAudibleTone | Attribute moved from DiscreteValue to Discrete
DiscreteValue | MeasurementValue | byPass | Discrete | Measurement | byPass | Attribute moved from DiscreteValue to Discrete
DiscreteValue | MeasurementValue | cstatus | Discrete | Measurement | cstatus | Attribute moved from DiscreteValue to Discrete
DiscreteValue | MeasurementValue | recordHistoricalData | Discrete | Measurement | recordHistoricalData | Attribute moved from DiscreteValue to Discrete
DiscreteValue | MeasurementValue | sensorAccuracy | Discrete | Measurement | sensorAccuracy | Attribute moved from DiscreteValue to Discrete
DiscreteValue | MeasurementValue | tabularDisplayPriority | Discrete | Measurement | tabularDisplayPriority | Attribute moved from DiscreteValue to Discrete
DiscreteValue | MeasurementValue | unacknowledgedAlarmList | Discrete | Measurement | inhibitUnacknowledgedAlarmList | Attribute moved from DiscreteValue to Discrete
DiscreteValue | MeasurementValue | scanRate | Discrete | Measurement | scanRate | Attribute moved from DiscreteValue to Discrete
DiscreteValue | IdentifiedObject | name | DiscreteValue | IdentifiedObject | name
DiscreteValue | IdentifiedObject | description | DiscreteValue | IdentifiedObject | description
DiscreteValue | IdentifiedObject | aliasName | DiscreteValue | IdentifiedObject | aliasName
DiscreteValue | IdentifiedObject | localName | DiscreteValue | IdentifiedObject | localName
DiscreteValue | IdentifiedObject | mRID | DiscreteValue | IdentifiedObject | mRID
DiscreteValue | IdentifiedObject | pathName | DiscreteValue | IdentifiedObject | pathName
DiscreteValue | MeasurementValue | blockViaPrimarySite | DiscreteValue | MeasurementValue | blockViaPrimarySite
DiscreteValue | MeasurementValue | blockViaSecondarySite | DiscreteValue | MeasurementValue | blockViaSecondarySite
DiscreteValue | MeasurementValue | dataSetPeriod | DiscreteValue | MeasurementValue | dataSetPeriod
DiscreteValue | MeasurementValue | habcName | DiscreteValue | MeasurementValue | habcName
DiscreteValue | MeasurementValue | iccpVmd | DiscreteValue | MeasurementValue | iccpVmd
DiscreteValue | MeasurementValue | isdName | DiscreteValue | MeasurementValue | isdName
DiscreteValue | MeasurementValue | notInService | DiscreteValue | MeasurementValue | notInService
DiscreteValue | MeasurementValue | timeStamp | DiscreteValue | MeasurementValue | timeStamp
DiscreteValue | DiscreteValue | value | DiscreteValue | DiscreteValue | value
DiscreteValue | MeasurementValue | RsCalculated |  |  | **REMOVED**
DiscreteValue | MeasurementValue | RsExtern |  |  | **REMOVED**
DiscreteValue | MeasurementValue | RsManual |  |  | **REMOVED**
DiscreteValue | MeasurementValue | RsTelemetered |  |  | **REMOVED**
DiscreteValue | MeasurementValue | fromCalculation |  |  | **REMOVED**
DiscreteValue | MeasurementValue | fromExternalProgram |  |  | **REMOVED**
DiscreteValue | MeasurementValue | fromManualEntry |  |  | **REMOVED**
DiscreteValue | MeasurementValue | fromRemote |  |  | **REMOVED**
DiscreteValue | MeasurementValue | inhibitAbnormalForAlarm |  |  | **REMOVED**
DiscreteValue | MeasurementValue | inhibitAbnormalForSCADA |  |  | **REMOVED**
DiscreteValue | MeasurementValue | inhibitAudibleTone |  |  | **REMOVED**
DiscreteValue | MeasurementValue | inhibitLoggingAndAlarmList |  |  | **REMOVED**
DiscreteValue | MeasurementValue | inhibitUnacknowledgedAlarmList |  |  | **REMOVED**
DiscreteValue | MeasurementValue | initiallyInhibit |  |  | **REMOVED**
DiscreteValue | MeasurementValue | loggingAndAlarmList |  |  | **REMOVED**
DiscreteValue | MeasurementValue | mappedInOag |  |  | **REMOVED**
DiscreteValue | MeasurementValue | overrideDefaultInhibitDefinition |  |  | **REMOVED**
DiscreteValue | MeasurementValue | zonalAttribute |  |  | **REMOVED**
DiscreteValue | MeasurementValue | generalReadAccess |  |  | **REMOVED**
DiscreteValue | DiscreteValue | abnormalAlarmDelayTime |  |  | **REMOVED**
DiscreteValue | DiscreteValue | allowControlFromForeignSites |  |  | **REMOVED**
DiscreteValue | DiscreteValue | allowMultipleRaiseOrLower |  |  | **REMOVED**
DiscreteValue | DiscreteValue | allowSELECTStep |  |  | **REMOVED**
DiscreteValue | DiscreteValue | autoAckAndDeleteAlarms |  |  | **REMOVED**
DiscreteValue | DiscreteValue | autoAcknowledge |  |  | **REMOVED**
DiscreteValue | DiscreteValue | controlDemandScan |  |  | **REMOVED**
DiscreteValue | DiscreteValue | feedbackAnalog |  |  | **REMOVED**
DiscreteValue | DiscreteValue | invertExtendedStatusViaISD |  |  | **REMOVED**
DiscreteValue | DiscreteValue | invertExtendedStatusViaSecSite |  |  | **REMOVED**
DiscreteValue | DiscreteValue | invertStatus |  |  | **REMOVED**
DiscreteValue | DiscreteValue | invertStatusBitReceivedViaSecSite |  |  | **REMOVED**
DiscreteValue | DiscreteValue | invertStatusBitReceivedViaISD |  |  | **REMOVED**
DiscreteValue | DiscreteValue | logForControlIssued |  |  | **REMOVED**
DiscreteValue | DiscreteValue | momentaryChangeDetection |  |  | **REMOVED**
DiscreteValue | DiscreteValue | noISDDownload |  |  | **REMOVED**
DiscreteValue | DiscreteValue | noWarningIfHanging |  |  | **REMOVED**
DiscreteValue | DiscreteValue | requireEXECUTEStep |  |  | **REMOVED**
DiscreteValue | DiscreteValue | requireSELECTStep |  |  | **REMOVED**
DiscreteValue | DiscreteValue | returnToNormalAlarmDelayTime |  |  | **REMOVED**
DiscreteValue | DiscreteValue | statusBitLiveIndication |  |  | **REMOVED**
DiscreteValue | DiscreteValue | tapChangerTimeout |  |  | **REMOVED**
DiscreteValue | DiscreteValue | threeState |  |  | **REMOVED**
DiscreteValue | DiscreteValue | timeDelay |  |  | **REMOVED**
DistributionGeneration | IdentifiedObject | aliasName | DistributionGeneration | IdentifiedObject | aliasName
DistributionGeneration | PowerSystemResource | contingencyComponent | DistributionGeneration | PowerSystemResource | contingencyComponent
DistributionGeneration | EnergyProducerResource | controllable | DistributionGeneration | EnergyProducerResource | controllable
DistributionGeneration | Equipment | DAM_Monitored | DistributionGeneration | Equipment | DAM_Monitored
DistributionGeneration | Equipment | DAM_Secured | DistributionGeneration | Equipment | DAM_Secured
DistributionGeneration | IdentifiedObject | description | DistributionGeneration | IdentifiedObject | description
DistributionGeneration | EnergyProducerResource | EProdType | DistributionGeneration | EnergyProducerResource | EProdType
DistributionGeneration | EnergyProducerResource | genCode | DistributionGeneration | EnergyProducerResource | genCode
DistributionGeneration | EnergyProducerResource | genType | DistributionGeneration | EnergyProducerResource | genType
DistributionGeneration | IdentifiedObject | localName | DistributionGeneration | IdentifiedObject | localName
DistributionGeneration | EnergyProducerResource | maxPowerProduction | DistributionGeneration | EnergyProducerResource | maxPowerProduction
DistributionGeneration | EnergyProducerResource | minPowerProduction | DistributionGeneration | EnergyProducerResource | minPowerProduction
DistributionGeneration | IdentifiedObject | mRID | DistributionGeneration | IdentifiedObject | mRID
DistributionGeneration | Equipment | OUSPriority | DistributionGeneration | Equipment | OUSPriority
DistributionGeneration | IdentifiedObject | pathName | DistributionGeneration | IdentifiedObject | pathName
DistributionGeneration | EnergyProducerResource | PrimaryFuelType | DistributionGeneration | EnergyProducerResource | PrimaryFuelType
DistributionGeneration | Equipment | psseid | DistributionGeneration | Resources | PSSEID
DistributionGeneration | Equipment | RUC_Monitored | DistributionGeneration | Equipment | RUC_Monitored
DistributionGeneration | Equipment | RUC_Secured | DistributionGeneration | Equipment | RUC_Secured
DistributionGeneration | EnergyProducerResource | SecondaryFuelType | DistributionGeneration | EnergyProducerResource | SecondaryFuelType
DistributionGeneration | PowerSystemResource | teid | DistributionGeneration | PowerSystemResource | teid
DistributionGeneration | IdentifiedObject | name | DistributionGeneration | IdentifiedObject | name
DistributionResource | IdentifiedObject | aliasName | DistributionResource | IdentifiedObject | aliasName
DistributionResource | IdentifiedObject | description | DistributionResource | IdentifiedObject | description
DistributionResource | IdentifiedObject | localName | DistributionResource | IdentifiedObject | localName
DistributionResource | IdentifiedObject | mRID | DistributionResource | IdentifiedObject | mRID
DistributionResource | IdentifiedObject | pathName | DistributionResource | IdentifiedObject | pathName
DistributionResource | IdentifiedObject | name | DistributionResource | IdentifiedObject | name
DynamicElement | IdentifiedObject | aliasName | DynamicElement | IdentifiedObject | aliasName
DynamicElement | IdentifiedObject | description | DynamicElement | IdentifiedObject | description
DynamicElement | DynamicElement | line | DynamicElement | DynamicElement | line
DynamicElement | IdentifiedObject | localName | DynamicElement | IdentifiedObject | localName
DynamicElement | IdentifiedObject | mRID | DynamicElement | IdentifiedObject | mRID
DynamicElement | IdentifiedObject | pathName | DynamicElement | IdentifiedObject | pathName
DynamicElement | DynamicElement | transformer | DynamicElement | DynamicElement | transformer
DynamicElement | DynamicElement | zeroImpBranch | DynamicElement | DynamicElement | zeroImpBranch
DynamicElement | IdentifiedObject | name | DynamicElement | IdentifiedObject | name
ElectricalBus | IdentifiedObject | aliasName | ElectricalBus | IdentifiedObject | aliasName
ElectricalBus | IdentifiedObject | description | ElectricalBus | IdentifiedObject | description
ElectricalBus | ElectricalBus | DisplayLMP | ElectricalBus | ElectricalBus | DisplayLMP
ElectricalBus | IdentifiedObject | localName | ElectricalBus | IdentifiedObject | localName
ElectricalBus | IdentifiedObject | mRID | ElectricalBus | IdentifiedObject | mRID
ElectricalBus | IdentifiedObject | pathName | ElectricalBus | IdentifiedObject | pathName
ElectricalBus | IdentifiedObject | name | ElectricalBus | IdentifiedObject | name
EndCap | IdentifiedObject | aliasName | EndCap | IdentifiedObject | aliasName
EndCap | PowerSystemResource | contingencyComponent | EndCap | PowerSystemResource | contingencyComponent
EndCap | Equipment | DAM_Monitored | EndCap | Equipment | DAM_Monitored
EndCap | Equipment | DAM_Secured | EndCap | Equipment | DAM_Secured
EndCap | IdentifiedObject | description | EndCap | IdentifiedObject | description
EndCap | IdentifiedObject | localName | EndCap | IdentifiedObject | localName
EndCap | IdentifiedObject | mRID | EndCap | IdentifiedObject | mRID
EndCap | Equipment | OUSPriority | EndCap | Equipment | OUSPriority
EndCap | IdentifiedObject | pathName | EndCap | IdentifiedObject | pathName
EndCap | Equipment | psseid | EndCap | Resources | PSSEID
EndCap | ConductingEquipment | remove | EndCap | ConductingEquipment | remove
EndCap | ConductingEquipment | removeEnable | EndCap | ConductingEquipment | removeEnable
EndCap | Equipment | RUC_Monitored | EndCap | Equipment | RUC_Monitored
EndCap | Equipment | RUC_Secured | EndCap | Equipment | RUC_Secured
EndCap | PowerSystemResource | teid | EndCap | PowerSystemResource | teid
EndCap | IdentifiedObject | name | EndCap | IdentifiedObject | name
EndCap | ConductingEquipment | phases |  |  | **REMOVED**
EnergyConsumerAltConnection | IdentifiedObject | aliasName | EnergyConsumerAltConnection | IdentifiedObject | aliasName
EnergyConsumerAltConnection | IdentifiedObject | description | EnergyConsumerAltConnection | IdentifiedObject | description
EnergyConsumerAltConnection | IdentifiedObject | localName | EnergyConsumerAltConnection | IdentifiedObject | localName
EnergyConsumerAltConnection | IdentifiedObject | mRID | EnergyConsumerAltConnection | IdentifiedObject | mRID
EnergyConsumerAltConnection | IdentifiedObject | pathName | EnergyConsumerAltConnection | IdentifiedObject | pathName
EnergyConsumerAltConnection | EnergyConsumerAltConnection | percentTransfer | EnergyConsumerAltConnection | EnergyConsumerAltConnection | percentTransfer
EnergyConsumerAltConnection | IdentifiedObject | name | EnergyConsumerAltConnection | IdentifiedObject | name
EnergyProducerResourceMeter | IdentifiedObject | aliasName | EnergyProducerResourceMeter | IdentifiedObject | aliasName
EnergyProducerResourceMeter | PowerSystemResource | contingencyComponent | EnergyProducerResourceMeter | PowerSystemResource | contingencyComponent
EnergyProducerResourceMeter | Equipment | DAM_Monitored | EnergyProducerResourceMeter | Equipment | DAM_Monitored
EnergyProducerResourceMeter | Equipment | DAM_Secured | EnergyProducerResourceMeter | Equipment | DAM_Secured
EnergyProducerResourceMeter | IdentifiedObject | description | EnergyProducerResourceMeter | IdentifiedObject | description
EnergyProducerResourceMeter | EnergyProducerResourceMeter | genCode | EnergyProducerResourceMeter | EnergyProducerResourceMeter | genCode
EnergyProducerResourceMeter | IdentifiedObject | localName | EnergyProducerResourceMeter | IdentifiedObject | localName
EnergyProducerResourceMeter | IdentifiedObject | mRID | EnergyProducerResourceMeter | IdentifiedObject | mRID
EnergyProducerResourceMeter | Equipment | OUSPriority | EnergyProducerResourceMeter | Equipment | OUSPriority
EnergyProducerResourceMeter | IdentifiedObject | pathName | EnergyProducerResourceMeter | IdentifiedObject | pathName
EnergyProducerResourceMeter | Equipment | psseid | EnergyProducerResourceMeter | Resources | PSSEID
EnergyProducerResourceMeter | Equipment | RUC_Monitored | EnergyProducerResourceMeter | Equipment | RUC_Monitored
EnergyProducerResourceMeter | Equipment | RUC_Secured | EnergyProducerResourceMeter | Equipment | RUC_Secured
EnergyProducerResourceMeter | PowerSystemResource | teid | EnergyProducerResourceMeter | PowerSystemResource | teid
EnergyProducerResourceMeter | IdentifiedObject | name | EnergyProducerResourceMeter | IdentifiedObject | name
EnergyProducerResourceSite | IdentifiedObject | aliasName | EnergyProducerResourceSite | IdentifiedObject | aliasName
EnergyProducerResourceSite | IdentifiedObject | description | EnergyProducerResourceSite | IdentifiedObject | description
EnergyProducerResourceSite | EnergyProducerResourceSite | epsMeterID | EnergyProducerResourceSite | EnergyProducerResourceSite | epsMeterID
EnergyProducerResourceSite | EnergyProducerResourceSite | genSiteCode | EnergyProducerResourceSite | EnergyProducerResourceSite | genSiteCode
EnergyProducerResourceSite | IdentifiedObject | localName | EnergyProducerResourceSite | IdentifiedObject | localName
EnergyProducerResourceSite | IdentifiedObject | mRID | EnergyProducerResourceSite | IdentifiedObject | mRID
EnergyProducerResourceSite | IdentifiedObject | pathName | EnergyProducerResourceSite | IdentifiedObject | pathName
EnergyProducerResourceSite | IdentifiedObject | name | EnergyProducerResourceSite | IdentifiedObject | name
EnergyStorageResource | IdentifiedObject | aliasName | EnergyStorageResource | IdentifiedObject | aliasName
EnergyStorageResource | IdentifiedObject | description | EnergyStorageResource | IdentifiedObject | description
EnergyStorageResource | IdentifiedObject | localName | EnergyStorageResource | IdentifiedObject | localName
EnergyStorageResource | IdentifiedObject | mRID | EnergyStorageResource | IdentifiedObject | mRID
EnergyStorageResource | IdentifiedObject | pathName | EnergyStorageResource | IdentifiedObject | pathName
EnergyStorageResource | IdentifiedObject | name | EnergyStorageResource | IdentifiedObject | name
EPSMeter | EPSMeter | AcceptedStatus | EPSMeter | EPSMeter | AcceptedStatus
EPSMeter | IdentifiedObject | aliasName | EPSMeter | IdentifiedObject | aliasName
EPSMeter | IdentifiedObject | description | EPSMeter | IdentifiedObject | description
EPSMeter | IdentifiedObject | localName | EPSMeter | IdentifiedObject | localName
EPSMeter | IdentifiedObject | mRID | EPSMeter | IdentifiedObject | mRID
EPSMeter | IdentifiedObject | pathName | EPSMeter | IdentifiedObject | pathName
EPSMeter | EPSMeter | RID | EPSMeter | EPSMeter | RID
EPSMeter | EPSMeter | teid | EPSMeter | EPSMeter | teid
EPSMeter | IdentifiedObject | name | EPSMeter | IdentifiedObject | name
ERCOTVersion | ERCOTVersion | ContactEmail | ERCOTVersion | ERCOTVersion | ContactEmail
ERCOTVersion | ERCOTVersion | ContactPhoneNumber | ERCOTVersion | ERCOTVersion | ContactPhoneNumber
ERCOTVersion | ERCOTVersion | date | ERCOTVersion | ERCOTVersion | date
ERCOTVersion | ERCOTVersion | ModelAdmin | ERCOTVersion | ERCOTVersion | ModelAdmin
ERCOTVersion | ERCOTVersion | version | ERCOTVersion | ERCOTVersion | version
ERCOTVersion | RootType | name | ERCOTVersion | RootType | name
FrequencyRelay | IdentifiedObject | aliasName | FrequencyRelay | IdentifiedObject | aliasName
FrequencyRelay | PowerSystemResource | contingencyComponent | FrequencyRelay | PowerSystemResource | contingencyComponent
FrequencyRelay | Equipment | DAM_Monitored | FrequencyRelay | Equipment | DAM_Monitored
FrequencyRelay | Equipment | DAM_Secured | FrequencyRelay | Equipment | DAM_Secured
FrequencyRelay | IdentifiedObject | description | FrequencyRelay | IdentifiedObject | description
FrequencyRelay | ProtectionEquipment | highLimit | FrequencyRelay | ProtectionEquipment | highLimit
FrequencyRelay | IdentifiedObject | localName | FrequencyRelay | IdentifiedObject | localName
FrequencyRelay | ProtectionEquipment | lowLimit | FrequencyRelay | ProtectionEquipment | lowLimit
FrequencyRelay | IdentifiedObject | mRID | FrequencyRelay | IdentifiedObject | mRID
FrequencyRelay | Equipment | OUSPriority | FrequencyRelay | Equipment | OUSPriority
FrequencyRelay | FrequencyRelay | overFrequencyDelay | FrequencyRelay | FrequencyRelay | overFrequencyDelay
FrequencyRelay | FrequencyRelay | overFrequencyLimit | FrequencyRelay | FrequencyRelay | overFrequencyLimit
FrequencyRelay | FrequencyRelay | overFrequencyLockoutTime | FrequencyRelay | FrequencyRelay | overFrequencyLockoutTime
FrequencyRelay | IdentifiedObject | pathName | FrequencyRelay | IdentifiedObject | pathName
FrequencyRelay | ProtectionEquipment | powerDirectionFlag | FrequencyRelay | ProtectionEquipment | powerDirectionFlag
FrequencyRelay | Equipment | psseid | FrequencyRelay | Resources | PSSEID
FrequencyRelay | ProtectionEquipment | relayDelayTime | FrequencyRelay | ProtectionEquipment | relayDelayTime
FrequencyRelay | Equipment | RUC_Monitored | FrequencyRelay | Equipment | RUC_Monitored
FrequencyRelay | Equipment | RUC_Secured | FrequencyRelay | Equipment | RUC_Secured
FrequencyRelay | PowerSystemResource | teid | FrequencyRelay | PowerSystemResource | teid
FrequencyRelay | FrequencyRelay | underFrequencyDelay | FrequencyRelay | FrequencyRelay | underFrequencyDelay
FrequencyRelay | FrequencyRelay | underFrequencyLimit | FrequencyRelay | FrequencyRelay | underFrequencyLimit
FrequencyRelay | FrequencyRelay | underFrequencyLockoutTime | FrequencyRelay | FrequencyRelay | underFrequencyLockoutTime
FrequencyRelay | IdentifiedObject | name | FrequencyRelay | IdentifiedObject | name
FrequencyRelay | ProtectionEquipment | lockoutTimeHigh |  |  | **REMOVED**
FrequencyRelay | ProtectionEquipment | lockoutTimeLow |  |  | **REMOVED**
FrequencyRelay | ProtectionEquipment | relayDelayTimeHigh |  |  | **REMOVED**
FrequencyRelay | ProtectionEquipment | relayDelayTimeLow |  |  | **REMOVED**
Function | IdentifiedObject | name | CalculationFunction | IdentifiedObject | name
Function | IdentifiedObject | description | CalculationFunction | IdentifiedObject | description
Function | IdentifiedObject | aliasName | CalculationFunction | IdentifiedObject | aliasName
Function | IdentifiedObject | localName | CalculationFunction | IdentifiedObject | localName
Function | IdentifiedObject | mRID | CalculationFunction | IdentifiedObject | mRID
Function | IdentifiedObject | pathName | CalculationFunction | IdentifiedObject | pathName
Function | Function | subRoutine | CalculationFunction | CalculationFunction | subRoutine
FunctionArgument | IdentifiedObject | name | CalculationFunctionArg | IdentifiedObject | name
FunctionArgument | IdentifiedObject | description | CalculationFunctionArg | IdentifiedObject | description
FunctionArgument | IdentifiedObject | aliasName | CalculationFunctionArg | IdentifiedObject | aliasName
FunctionArgument | IdentifiedObject | localName | CalculationFunctionArg | IdentifiedObject | localName
FunctionArgument | IdentifiedObject | mRID | CalculationFunctionArg | IdentifiedObject | mRID
FunctionArgument | IdentifiedObject | pathName | CalculationFunctionArg | IdentifiedObject | pathName
FunctionArgument | FunctionArgument | analogFlag | CalculationFunctionArg | CalculationFunctionArg | analogFlag
FunctionArgument | FunctionArgument | constantFlag | CalculationFunctionArg | CalculationFunctionArg | constantFlag
FunctionArgument | FunctionArgument | openFlag | CalculationFunctionArg | CalculationFunctionArg | openFlag
FunctionArgument | FunctionArgument | pointFlag | CalculationFunctionArg | CalculationFunctionArg | pointFlag
FunctionArgument | FunctionArgument | readFlag | CalculationFunctionArg | CalculationFunctionArg | readFlag
FunctionArgument | FunctionArgument | realFlag | CalculationFunctionArg | CalculationFunctionArg | realFlag
FunctionArgument | FunctionArgument | triggerFlag | CalculationFunctionArg | CalculationFunctionArg | triggerFlag
FunctionArgument | FunctionArgument | writeFlag | CalculationFunctionArg | CalculationFunctionArg | writeFlag
Gate | IdentifiedObject | name | Gate | IdentifiedObject | name
Gate | IdentifiedObject | description | Gate | IdentifiedObject | description
Gate | IdentifiedObject | aliasName | Gate | IdentifiedObject | aliasName
Gate | IdentifiedObject | localName | Gate | IdentifiedObject | localName
Gate | IdentifiedObject | mRID | Gate | IdentifiedObject | mRID
Gate | IdentifiedObject | pathName | Gate | IdentifiedObject | pathName
Gate | Gate | gatetype | Gate | Gate | kind | Gate.gatetype maps to Gate.kind If Gate.gatetype is Boolean logic
Gate | Gate | thresholdValue | Gate | Gate | actionValue
Gate | Gate | counttoConduct | Gate | Gate | counttoConduct
Gate | Gate | emergencyThreshold | PinTerminal | GateInputPin | emergencyThreshold | Attribute moved from Gate to GateInputPin
Gate | Gate | gatetype | PinTerminal | GateInputPin | aDLogicKind | If Gate gatetype is gt, ge, lt, le, eq or ne
Gate | Gate | thresholdValue | PinTerminal | GateInputPin | thresholdValue | Attribute moved from Gate to GateInputPin
Gate | Gate | useLimitThreshold | PinTerminal | GateInputPin | useLimitThreshold | Attribute moved from Gate to GateInputPin
Gate | Gate | emergencyThreshold | PinEquipment | GateInputPin | emergencyThreshold | Attribute moved from Gate to GateInputPin
Gate | Gate | thresholdValue | PinEquipment | GateInputPin | thresholdValue | 0.0 if If flowMW, flowMVA, and flowMVAR are false, otherwise use thresholdValue from Gate
Gate | Gate | useLimitThreshold | PinEquipment | GateInputPin | useLimitThreshold | Attribute moved from Gate to GateInputPin
Gate | Gate | changeThreshold |  |  | **REMOVED**
Gate | Gate | level |  |  | **REMOVED**
Gate | Gate | limitPercentage |  |  | **REMOVED**
Gate | Gate | loadshedThreshold |  |  | **REMOVED**
Gate | Gate | lowerThreshold |  |  | **REMOVED**
Gate | Gate | normalThreshold |  |  | **REMOVED**
Gate | Gate | upperThreshold |  |  | **REMOVED**
GenerationType | IdentifiedObject | aliasName | GenerationType | IdentifiedObject | aliasName
GenerationType | IdentifiedObject | description | GenerationType | IdentifiedObject | description
GenerationType | IdentifiedObject | localName | GenerationType | IdentifiedObject | localName
GenerationType | IdentifiedObject | mRID | GenerationType | IdentifiedObject | mRID
GenerationType | IdentifiedObject | pathName | GenerationType | IdentifiedObject | pathName
GenerationType | IdentifiedObject | name | GenerationType | IdentifiedObject | name
GenericEquipment | IdentifiedObject | aliasName | GenericEquipment | IdentifiedObject | aliasName
GenericEquipment | PowerSystemResource | contingencyComponent | GenericEquipment | PowerSystemResource | contingencyComponent
GenericEquipment | Equipment | DAM_Monitored | GenericEquipment | Equipment | DAM_Monitored
GenericEquipment | Equipment | DAM_Secured | GenericEquipment | Equipment | DAM_Secured
GenericEquipment | IdentifiedObject | description | GenericEquipment | IdentifiedObject | description
GenericEquipment | IdentifiedObject | localName | GenericEquipment | IdentifiedObject | localName
GenericEquipment | IdentifiedObject | mRID | GenericEquipment | IdentifiedObject | mRID
GenericEquipment | Equipment | OUSPriority | GenericEquipment | Equipment | OUSPriority
GenericEquipment | IdentifiedObject | pathName | GenericEquipment | IdentifiedObject | pathName
GenericEquipment | Equipment | psseid | GenericEquipment | Resources | PSSEID
GenericEquipment | Equipment | RUC_Monitored | GenericEquipment | Equipment | RUC_Monitored
GenericEquipment | Equipment | RUC_Secured | GenericEquipment | Equipment | RUC_Secured
GenericEquipment | PowerSystemResource | teid | GenericEquipment | PowerSystemResource | teid
GenericEquipment | IdentifiedObject | name | GenericEquipment | IdentifiedObject | name
GenericTransConstraint | IdentifiedObject | aliasName | GenericTransConstraint | IdentifiedObject | aliasName
GenericTransConstraint | PowerSystemResource | contingencyComponent | GenericTransConstraint | PowerSystemResource | contingencyComponent
GenericTransConstraint | IdentifiedObject | description | GenericTransConstraint | IdentifiedObject | description
GenericTransConstraint | RemedialActionScheme | isRAP | GenericTransConstraint | RemedialActionScheme | isRAP
GenericTransConstraint | RemedialActionScheme | isRAS | GenericTransConstraint | RemedialActionScheme | isRAS
GenericTransConstraint | IdentifiedObject | localName | GenericTransConstraint | IdentifiedObject | localName
GenericTransConstraint | IdentifiedObject | mRID | GenericTransConstraint | IdentifiedObject | mRID
GenericTransConstraint | IdentifiedObject | pathName | GenericTransConstraint | IdentifiedObject | pathName
GenericTransConstraint | RemedialActionScheme | showTelemOnDisplay | GenericTransConstraint | RemedialActionScheme | showTelemOnDisplay
GenericTransConstraint | PowerSystemResource | teid | GenericTransConstraint | PowerSystemResource | teid
GenericTransConstraint | IdentifiedObject | name | GenericTransConstraint | IdentifiedObject | name
GenericTransConstraint | RemedialActionScheme | active |  |  | **REMOVED**
GenericUnderfrequencyRelay | IdentifiedObject | aliasName | GenericUnderfrequencyRelay | IdentifiedObject | aliasName
GenericUnderfrequencyRelay | PowerSystemResource | contingencyComponent | GenericUnderfrequencyRelay | PowerSystemResource | contingencyComponent
GenericUnderfrequencyRelay | Equipment | DAM_Monitored | GenericUnderfrequencyRelay | Equipment | DAM_Monitored
GenericUnderfrequencyRelay | Equipment | DAM_Secured | GenericUnderfrequencyRelay | Equipment | DAM_Secured
GenericUnderfrequencyRelay | IdentifiedObject | description | GenericUnderfrequencyRelay | IdentifiedObject | description
GenericUnderfrequencyRelay | GenericUnderfrequencyRelay | freq1 | GenericUnderfrequencyRelay | GenericUnderfrequencyRelay | freq1
GenericUnderfrequencyRelay | GenericUnderfrequencyRelay | freq2 | GenericUnderfrequencyRelay | GenericUnderfrequencyRelay | freq2
GenericUnderfrequencyRelay | GenericUnderfrequencyRelay | freq3 | GenericUnderfrequencyRelay | GenericUnderfrequencyRelay | freq3
GenericUnderfrequencyRelay | ProtectionEquipment | highLimit | GenericUnderfrequencyRelay | ProtectionEquipment | highLimit
GenericUnderfrequencyRelay | GenericUnderfrequencyRelay | i | GenericUnderfrequencyRelay | GenericUnderfrequencyRelay | i
GenericUnderfrequencyRelay | GenericUnderfrequencyRelay | id | GenericUnderfrequencyRelay | GenericUnderfrequencyRelay | id
GenericUnderfrequencyRelay | GenericUnderfrequencyRelay | Is1 | GenericUnderfrequencyRelay | GenericUnderfrequencyRelay | Is1
GenericUnderfrequencyRelay | GenericUnderfrequencyRelay | Is2 | GenericUnderfrequencyRelay | GenericUnderfrequencyRelay | Is2
GenericUnderfrequencyRelay | GenericUnderfrequencyRelay | Is3 | GenericUnderfrequencyRelay | GenericUnderfrequencyRelay | Is3
GenericUnderfrequencyRelay | GenericUnderfrequencyRelay | isle1 | GenericUnderfrequencyRelay | GenericUnderfrequencyRelay | isle1
GenericUnderfrequencyRelay | GenericUnderfrequencyRelay | isle2 | GenericUnderfrequencyRelay | GenericUnderfrequencyRelay | isle2
GenericUnderfrequencyRelay | GenericUnderfrequencyRelay | isle3 | GenericUnderfrequencyRelay | GenericUnderfrequencyRelay | isle3
GenericUnderfrequencyRelay | IdentifiedObject | localName | GenericUnderfrequencyRelay | IdentifiedObject | localName
GenericUnderfrequencyRelay | ProtectionEquipment | lockoutTimeHigh | GenericUnderfrequencyRelay | GenericUnderfrequencyRelay | lockoutTimeHigh
GenericUnderfrequencyRelay | ProtectionEquipment | lockoutTimeLow | GenericUnderfrequencyRelay | GenericUnderfrequencyRelay | lockoutTimeLow
GenericUnderfrequencyRelay | ProtectionEquipment | lowLimit | GenericUnderfrequencyRelay | ProtectionEquipment | lowLimit
GenericUnderfrequencyRelay | IdentifiedObject | mRID | GenericUnderfrequencyRelay | IdentifiedObject | mRID
GenericUnderfrequencyRelay | Equipment | OUSPriority | GenericUnderfrequencyRelay | Equipment | OUSPriority
GenericUnderfrequencyRelay | IdentifiedObject | pathName | GenericUnderfrequencyRelay | IdentifiedObject | pathName
GenericUnderfrequencyRelay | ProtectionEquipment | powerDirectionFlag | GenericUnderfrequencyRelay | ProtectionEquipment | powerDirectionFlag
GenericUnderfrequencyRelay | Equipment | psseid | GenericUnderfrequencyRelay | Resources | PSSEID
GenericUnderfrequencyRelay | ProtectionEquipment | relayDelayTime | GenericUnderfrequencyRelay | ProtectionEquipment | relayDelayTime
GenericUnderfrequencyRelay | ProtectionEquipment | relayDelayTimeHigh | GenericUnderfrequencyRelay | GenericUnderfrequencyRelay | relayDelayTimeHigh
GenericUnderfrequencyRelay | ProtectionEquipment | relayDelayTimeLow | GenericUnderfrequencyRelay | GenericUnderfrequencyRelay | relayDelayTimeLow
GenericUnderfrequencyRelay | GenericUnderfrequencyRelay | reset1 | GenericUnderfrequencyRelay | GenericUnderfrequencyRelay | reset1
GenericUnderfrequencyRelay | GenericUnderfrequencyRelay | reset2 | GenericUnderfrequencyRelay | GenericUnderfrequencyRelay | reset2
GenericUnderfrequencyRelay | GenericUnderfrequencyRelay | reset3 | GenericUnderfrequencyRelay | GenericUnderfrequencyRelay | reset3
GenericUnderfrequencyRelay | Equipment | RUC_Monitored | GenericUnderfrequencyRelay | Equipment | RUC_Monitored
GenericUnderfrequencyRelay | Equipment | RUC_Secured | GenericUnderfrequencyRelay | Equipment | RUC_Secured
GenericUnderfrequencyRelay | PowerSystemResource | teid | GenericUnderfrequencyRelay | PowerSystemResource | teid
GenericUnderfrequencyRelay | GenericUnderfrequencyRelay | tripped1 | GenericUnderfrequencyRelay | GenericUnderfrequencyRelay | tripped1
GenericUnderfrequencyRelay | GenericUnderfrequencyRelay | tripped2 | GenericUnderfrequencyRelay | GenericUnderfrequencyRelay | tripped2
GenericUnderfrequencyRelay | GenericUnderfrequencyRelay | tripped3 | GenericUnderfrequencyRelay | GenericUnderfrequencyRelay | tripped3
GenericUnderfrequencyRelay | IdentifiedObject | name | GenericUnderfrequencyRelay | IdentifiedObject | name
GeographicalRegion | IdentifiedObject | aliasName | GeographicalRegion | IdentifiedObject | aliasName
GeographicalRegion | IdentifiedObject | description | GeographicalRegion | IdentifiedObject | description
GeographicalRegion | IdentifiedObject | localName | GeographicalRegion | IdentifiedObject | localName
GeographicalRegion | IdentifiedObject | mRID | GeographicalRegion | IdentifiedObject | mRID
GeographicalRegion | IdentifiedObject | pathName | GeographicalRegion | IdentifiedObject | pathName
GeographicalRegion | IdentifiedObject | name | GeographicalRegion | IdentifiedObject | name
GeographicObjectGroup | IdentifiedObject | aliasName | GeographicObjectGroup | IdentifiedObject | aliasName
GeographicObjectGroup | IdentifiedObject | description | GeographicObjectGroup | IdentifiedObject | description
GeographicObjectGroup | GeographicObjectGroup | geographicObjectType | GeographicObjectGroup | GeographicObjectGroup | geographicObjectType
GeographicObjectGroup | IdentifiedObject | localName | GeographicObjectGroup | IdentifiedObject | localName
GeographicObjectGroup | IdentifiedObject | mRID | GeographicObjectGroup | IdentifiedObject | mRID
GeographicObjectGroup | IdentifiedObject | pathName | GeographicObjectGroup | IdentifiedObject | pathName
GeographicObjectGroup | IdentifiedObject | name | GeographicObjectGroup | IdentifiedObject | name
GeographicObjects | IdentifiedObject | name | LandProperty | IdentifiedObject | name
GeographicObjects | IdentifiedObject | description | LandProperty | IdentifiedObject | description
GeographicObjects | IdentifiedObject | aliasName | LandProperty | IdentifiedObject | aliasName
GeographicObjects | IdentifiedObject | localName | LandProperty | IdentifiedObject | localName
GeographicObjects | IdentifiedObject | mRID | LandProperty | IdentifiedObject | mRID
GeographicObjects | IdentifiedObject | pathName | LandProperty | IdentifiedObject | pathName
GeographicObjects | GeographicObject | County | LandProperty | LandProperty | County
GeographicObjects | GeographicObject | isCounty | LandProperty | LandProperty | kind | If GeographicObjects.isCounty = true then LandProperty.kind enumeration is set to LandPropertyKind.County. If GeographicObjects.isCounty = false then LandProperty.kind enumeration is set to LandPropertyKind.LineRoute
GeographicObjects | PowerSystemResource | contingencyComponent |  |  | **REMOVED**
GeographicObjects | PowerSystemResource | teid |  |  | **REMOVED**
GroundDisconnector | IdentifiedObject | name | GroundDisconnector | IdentifiedObject | name
GroundDisconnector | IdentifiedObject | description | GroundDisconnector | IdentifiedObject | description
GroundDisconnector | IdentifiedObject | aliasName | GroundDisconnector | IdentifiedObject | aliasName
GroundDisconnector | IdentifiedObject | localName | GroundDisconnector | IdentifiedObject | localName
GroundDisconnector | IdentifiedObject | mRID | GroundDisconnector | IdentifiedObject | mRID
GroundDisconnector | IdentifiedObject | pathName | GroundDisconnector | IdentifiedObject | pathName
GroundDisconnector | PowerSystemResource | teid | GroundDisconnector | PowerSystemResource | teid
GroundDisconnector | PowerSystemResource | contingencyComponent | GroundDisconnector | PowerSystemResource | contingencyComponent
GroundDisconnector | Equipment | DAM_Monitored | GroundDisconnector | Equipment | DAM_Monitored
GroundDisconnector | Equipment | DAM_Secured | GroundDisconnector | Equipment | DAM_Secured
GroundDisconnector | Equipment | OUSPriority | GroundDisconnector | Equipment | OUSPriority
GroundDisconnector | Equipment | RUC_Monitored | GroundDisconnector | Equipment | RUC_Monitored
GroundDisconnector | Equipment | RUC_Secured | GroundDisconnector | Equipment | RUC_Secured
GroundDisconnector | Equipment | psseid | GroundDisconnector | Resources | PSSEID
GroundDisconnector | ConductingEquipment | remove | GroundDisconnector | ConductingEquipment | remove
GroundDisconnector | ConductingEquipment | removeEnable | GroundDisconnector | ConductingEquipment | removeEnable
GroundDisconnector | Switch | ZBR | GroundDisconnector | Switch | ZBR
GroundDisconnector | Switch | initiallyOpen | GroundDisconnector | Switch | open
GroundDisconnector | Switch | normalOpen | GroundDisconnector | Switch | normalOpen
GroundDisconnector | Switch | switchOnCount | GroundDisconnector | Switch | switchOnCount
GroundDisconnector | Switch | switchOnDate | GroundDisconnector | Switch | switchOnDate
GroundDisconnector | Switch | recloseMaxAngle | GroundDisconnector | Switch | recloseMaxAngle
GroundDisconnector | Switch | hasSynchrocheckRelay | GroundDisconnector | Switch | hasSynchrocheckRelay
GroundDisconnector | Switch | hasSynchroscope | GroundDisconnector | Switch | hasSynchroscope
GroundDisconnector | ConductingEquipment | phases |  |  | **REMOVED**
GroundDisconnector | Switch | enableManualSwitching |  |  | **REMOVED**
GroundDisconnector | Switch | protectLockoutAfterAction |  |  | **REMOVED**
GroundDisconnector | Switch | protectOverAction |  |  | **REMOVED**
GroundDisconnector | Switch | protectUnderAction |  |  | **REMOVED**
GroundDisconnector | Switch | switchOperationOver |  |  | **REMOVED**
GroundDisconnector | Switch | switchOperationUnder |  |  | **REMOVED**
GroundDisconnector | Switch | switchedBySchedule |  |  | **REMOVED**
GroundDisconnector | Switch | triggerNetworkSequence |  |  | **REMOVED**
GroundDisconnector | Switch | tripLockout |  |  | **REMOVED**
GroundDisconnector | Switch | futureTransition |  |  | **REMOVED**
HasAMeasurement | IdentifiedObject | aliasName | HasAMeasurement | IdentifiedObject | aliasName
HasAMeasurement | IdentifiedObject | description | HasAMeasurement | IdentifiedObject | description
HasAMeasurement | IdentifiedObject | localName | HasAMeasurement | IdentifiedObject | localName
HasAMeasurement | HasAMeasurement | measurementType | HasAMeasurement | HasAMeasurement | measurementType
HasAMeasurement | IdentifiedObject | mRID | HasAMeasurement | IdentifiedObject | mRID
HasAMeasurement | IdentifiedObject | pathName | HasAMeasurement | IdentifiedObject | pathName
HasAMeasurement | IdentifiedObject | name | HasAMeasurement | IdentifiedObject | name
HostControlArea | IdentifiedObject | aliasName | HostControlArea | IdentifiedObject | aliasName
HostControlArea | HostControlArea | areaControlMode | HostControlArea | HostControlArea | areaControlMode
HostControlArea | PowerSystemResource | contingencyComponent | HostControlArea | PowerSystemResource | contingencyComponent
HostControlArea | HostControlArea | deadbandFrequencyWarningAlarm | HostControlArea | HostControlArea | deadbandFrequencyWarningAlarm
HostControlArea | HostControlArea | deployFreqThreshold | HostControlArea | HostControlArea | deployFreqThreshold
HostControlArea | IdentifiedObject | description | HostControlArea | IdentifiedObject | description
HostControlArea | HostControlArea | forGeneration | HostControlArea | HostControlArea | forGeneration
HostControlArea | HostControlArea | forNetwork | HostControlArea | HostControlArea | forNetwork
HostControlArea | HostControlArea | frequencyAlarmThreshold | HostControlArea | HostControlArea | frequencyAlarmThreshold
HostControlArea | HostControlArea | frequencyBiasFactor | HostControlArea | HostControlArea | frequencyBiasFactor
HostControlArea | HostControlArea | frequencyBiasFactorManual |  |  | **REMOVED**
HostControlArea | HostControlArea | frequencyNominalMaximum | HostControlArea | HostControlArea | frequencyNominalMaximum
HostControlArea | HostControlArea | frequencyNominalMinimum | HostControlArea | HostControlArea | frequencyNominalMinimum
HostControlArea | HostControlArea | frequencyTrip | HostControlArea | HostControlArea | frequencyTrip
HostControlArea | IdentifiedObject | localName | HostControlArea | IdentifiedObject | localName
HostControlArea | IdentifiedObject | mRID | HostControlArea | IdentifiedObject | mRID
HostControlArea | IdentifiedObject | pathName | HostControlArea | IdentifiedObject | pathName
HostControlArea | PowerSystemResource | teid | HostControlArea | PowerSystemResource | teid
HostControlArea | IdentifiedObject | name | HostControlArea | IdentifiedObject | name
HostControlArea | HostControlArea | assistEmergencyPriorityLevel |  |  | **REMOVED**
HostControlArea | HostControlArea | assistPriorityLevel |  |  | **REMOVED**
HostControlArea | HostControlArea | balanceRampEnd |  |  | **REMOVED**
HostControlArea | HostControlArea | balanceRampStart |  |  | **REMOVED**
HostControlArea | HostControlArea | costCO2 |  |  | **REMOVED**
HostControlArea | HostControlArea | costNOX |  |  | **REMOVED**
HostControlArea | HostControlArea | costSO2 |  |  | **REMOVED**
HostControlArea | HostControlArea | cycleTimeMultiplier |  |  | **REMOVED**
HostControlArea | HostControlArea | deadbandAlarmACE |  |  | **REMOVED**
HostControlArea | HostControlArea | deadbandAutoInadvertent |  |  | **REMOVED**
HostControlArea | HostControlArea | deadbandIntegratedSCEAlarm |  |  | **REMOVED**
HostControlArea | HostControlArea | deadbandMultiplerNotTracking |  |  | **REMOVED**
HostControlArea | HostControlArea | deadbandNormalResponseACE |  |  | **REMOVED**
HostControlArea | HostControlArea | deadbandPercentOpReserveAlarm |  |  | **REMOVED**
HostControlArea | HostControlArea | deadbandPercentRegReserveAlarm |  |  | **REMOVED**
HostControlArea | HostControlArea | deadbandPercentSpinReserveAlarm |  |  | **REMOVED**
HostControlArea | HostControlArea | deadbandPercentTieLimitAlarm |  |  | **REMOVED**
HostControlArea | HostControlArea | deadbandPercentTimeError |  |  | **REMOVED**
HostControlArea | HostControlArea | deadbandVariableMaximum |  |  | **REMOVED**
HostControlArea | HostControlArea | deadbandVariableMinimum |  |  | **REMOVED**
HostControlArea | HostControlArea | defaultLoadRelief |  |  | **REMOVED**
HostControlArea | HostControlArea | deltaTime |  |  | **REMOVED**
HostControlArea | HostControlArea | filterTimeConstantJointACE |  |  | **REMOVED**
HostControlArea | HostControlArea | gainAssist |  |  | **REMOVED**
HostControlArea | HostControlArea | gainEmergency |  |  | **REMOVED**
HostControlArea | HostControlArea | gainEmergencyIntegral |  |  | **REMOVED**
HostControlArea | HostControlArea | gainIntegralAssist |  |  | **REMOVED**
HostControlArea | HostControlArea | gainJointAGCPersistancyFeeback |  |  | **REMOVED**
HostControlArea | HostControlArea | gainNominal |  |  | **REMOVED**
HostControlArea | HostControlArea | gainNominalIntegral |  |  | **REMOVED**
HostControlArea | HostControlArea | governorResponseDeadband |  |  | **REMOVED**
HostControlArea | HostControlArea | internal |  |  | **REMOVED**
HostControlArea | HostControlArea | jointAGCStallMW |  |  | **REMOVED**
HostControlArea | HostControlArea | lamdaDeadband |  |  | **REMOVED**
HostControlArea | HostControlArea | limitAssistResponseACE |  |  | **REMOVED**
HostControlArea | HostControlArea | limitEmergencyResponseACE |  |  | **REMOVED**
HostControlArea | HostControlArea | limitNonWindupIntegralACE |  |  | **REMOVED**
HostControlArea | HostControlArea | loadReliefFirstMW |  |  | **REMOVED**
HostControlArea | HostControlArea | loadReliefLastMW |  |  | **REMOVED**
HostControlArea | HostControlArea | main |  |  | **REMOVED**
HostControlArea | HostControlArea | maximumAutoInadvertentPayback |  |  | **REMOVED**
HostControlArea | HostControlArea | maximumInterruptableLoadReserve |  |  | **REMOVED**
HostControlArea | HostControlArea | maximumInterchangeLossModel |  |  | **REMOVED**
HostControlArea | HostControlArea | maximumInterchangeSchedule |  |  | **REMOVED**
HostControlArea | HostControlArea | maximumJointACE |  |  | **REMOVED**
HostControlArea | HostControlArea | maximumLoadLossModel |  |  | **REMOVED**
HostControlArea | HostControlArea | maximumMiscReserve |  |  | **REMOVED**
HostControlArea | HostControlArea | maximumObligationExportMW |  |  | **REMOVED**
HostControlArea | HostControlArea | maximumObligationImportMW |  |  | **REMOVED**
HostControlArea | HostControlArea | maximumTripACE |  |  | **REMOVED**
HostControlArea | HostControlArea | minimumInterchangeLossModel |  |  | **REMOVED**
HostControlArea | HostControlArea | minimumJointACE |  |  | **REMOVED**
HostControlArea | HostControlArea | minimumLoadLossModel |  |  | **REMOVED**
HostControlArea | HostControlArea | minimumPermissiveACE |  |  | **REMOVED**
HostControlArea | HostControlArea | minimumResponseRateAlarm |  |  | **REMOVED**
HostControlArea | HostControlArea | minutesFutureAdvisoryED |  |  | **REMOVED**
HostControlArea | HostControlArea | minutesOperatingReserve |  |  | **REMOVED**
HostControlArea | HostControlArea | minutesPendingFrequencySchedule |  |  | **REMOVED**
HostControlArea | HostControlArea | minutesRegulatingReserve |  |  | **REMOVED**
HostControlArea | HostControlArea | minutesSpinningReserve |  |  | **REMOVED**
HostControlArea | HostControlArea | percentCapOpReserveReqDefault |  |  | **REMOVED**
HostControlArea | HostControlArea | percentCapOpReserveRequirement |  |  | **REMOVED**
HostControlArea | HostControlArea | percentCapSpinReserveRequirement |  |  | **REMOVED**
HostControlArea | HostControlArea | percentCapSpinReserveReqDefault |  |  | **REMOVED**
HostControlArea | HostControlArea | percentFrequencyBias |  |  | **REMOVED**
HostControlArea | HostControlArea | percentIntegrationMissing |  |  | **REMOVED**
HostControlArea | HostControlArea | percentJointAGCRequest |  |  | **REMOVED**
HostControlArea | HostControlArea | percentMWStepChangeAlarm |  |  | **REMOVED**
HostControlArea | HostControlArea | percentObjectCO2 |  |  | **REMOVED**
HostControlArea | HostControlArea | percentObjectiveFuel |  |  | **REMOVED**
HostControlArea | HostControlArea | percentObjectiveNOX |  |  | **REMOVED**
HostControlArea | HostControlArea | percentObjectiveSO2 |  |  | **REMOVED**
HostControlArea | HostControlArea | percentUnitNotTrackingAlarm |  |  | **REMOVED**
HostControlArea | HostControlArea | rampDurationToStop |  |  | **REMOVED**
HostControlArea | HostControlArea | rampDurationToTarget |  |  | **REMOVED**
HostControlArea | HostControlArea | scedFailureThreshold |  |  | **REMOVED**
HostControlArea | HostControlArea | secondsAGCCycle |  |  | **REMOVED**
HostControlArea | HostControlArea | secondsAGCOff |  |  | **REMOVED**
HostControlArea | HostControlArea | secondsAlarmResponse |  |  | **REMOVED**
HostControlArea | HostControlArea | secondsControlEcoDispatch |  |  | **REMOVED**
HostControlArea | HostControlArea | secondsDeadbandDynamicACE |  |  | **REMOVED**
HostControlArea | HostControlArea | secondsDeadbandTimeError |  |  | **REMOVED**
HostControlArea | HostControlArea | secondsEmergencyDisableJoint |  |  | **REMOVED**
HostControlArea | HostControlArea | secondsEvaluateLossModel |  |  | **REMOVED**
HostControlArea | HostControlArea | secondsJointAGCStall |  |  | **REMOVED**
HostControlArea | HostControlArea | secondsMaximumTimeCorrection |  |  | **REMOVED**
HostControlArea | HostControlArea | secondsMinimumStudyEcoDispatch |  |  | **REMOVED**
HostControlArea | HostControlArea | secondsMinimumEcoDispatch |  |  | **REMOVED**
HostControlArea | HostControlArea | secondsPauseThenSuspend |  |  | **REMOVED**
HostControlArea | HostControlArea | secondsPrediction |  |  | **REMOVED**
HostControlArea | HostControlArea | secondsProductionCosting |  |  | **REMOVED**
HostControlArea | HostControlArea | secondsRegulationAllocation |  |  | **REMOVED**
HostControlArea | HostControlArea | secondsReserveCalculations |  |  | **REMOVED**
HostControlArea | HostControlArea | secondsStudyEcoDispatch |  |  | **REMOVED**
HostControlArea | HostControlArea | secondsTimeErrorAlarm |  |  | **REMOVED**
HostControlArea | HostControlArea | secondsUnitNotTrackingTest |  |  | **REMOVED**
HostControlArea | HostControlArea | secondsZeroAssist |  |  | **REMOVED**
HostControlArea | HostControlArea | secondsZeroEmergency |  |  | **REMOVED**
HostControlArea | HostControlArea | secondsZeroNormal |  |  | **REMOVED**
HostControlArea | HostControlArea | tauFilterLoad |  |  | **REMOVED**
HostControlArea | HostControlArea | tauFrequency |  |  | **REMOVED**
HostControlArea | HostControlArea | tauLongTerm |  |  | **REMOVED**
HostControlArea | HostControlArea | tauRegulating |  |  | **REMOVED**
HostControlArea | HostControlArea | tauShortTerm |  |  | **REMOVED**
HostControlArea | HostControlArea | timeErrorBias |  |  | **REMOVED**
HostControlArea | HostControlArea | triggerControlEcoDispatchMW |  |  | **REMOVED**
HostControlArea | HostControlArea | triggerStudyEcoDispatchMW |  |  | **REMOVED**
HostControlArea | HostControlArea | variableFrequencyBiasMaximum |  |  | **REMOVED**
HostControlArea | HostControlArea | variableFrequencyBiasMinimum |  |  | **REMOVED**
HUBBus | IdentifiedObject | aliasName | HUBBus | IdentifiedObject | aliasName
HUBBus | IdentifiedObject | description | HUBBus | IdentifiedObject | description
HUBBus | IdentifiedObject | localName | HUBBus | IdentifiedObject | localName
HUBBus | IdentifiedObject | mRID | HUBBus | IdentifiedObject | mRID
HUBBus | IdentifiedObject | pathName | HUBBus | IdentifiedObject | pathName
HUBBus | IdentifiedObject | name | HUBBus | IdentifiedObject | name
HydroGeneratingUnit | IdentifiedObject | name | HydroGeneratingUnit | IdentifiedObject | name
HydroGeneratingUnit | IdentifiedObject | description | HydroGeneratingUnit | IdentifiedObject | description
HydroGeneratingUnit | IdentifiedObject | aliasName | HydroGeneratingUnit | IdentifiedObject | aliasName
HydroGeneratingUnit | IdentifiedObject | localName | HydroGeneratingUnit | IdentifiedObject | localName
HydroGeneratingUnit | IdentifiedObject | mRID | HydroGeneratingUnit | IdentifiedObject | mRID
HydroGeneratingUnit | IdentifiedObject | pathName | HydroGeneratingUnit | IdentifiedObject | pathName
HydroGeneratingUnit | PowerSystemResource | teid | HydroGeneratingUnit | PowerSystemResource | teid
HydroGeneratingUnit | PowerSystemResource | contingencyComponent | HydroGeneratingUnit | PowerSystemResource | contingencyComponent
HydroGeneratingUnit | Equipment | DAM_Monitored | HydroGeneratingUnit | Equipment | DAM_Monitored
HydroGeneratingUnit | Equipment | DAM_Secured | HydroGeneratingUnit | Equipment | DAM_Secured
HydroGeneratingUnit | Equipment | OUSPriority | HydroGeneratingUnit | Equipment | OUSPriority
HydroGeneratingUnit | Equipment | RUC_Monitored | HydroGeneratingUnit | Equipment | RUC_Monitored
HydroGeneratingUnit | Equipment | RUC_Secured | HydroGeneratingUnit | Equipment | RUC_Secured
HydroGeneratingUnit | Equipment | psseid | HydroGeneratingUnit | Resources | PSSEID
HydroGeneratingUnit | GeneratingUnit | controlPulseHigh | HydroGeneratingUnit | GeneratingUnit | ControlPulseHigh
HydroGeneratingUnit | GeneratingUnit | controlPulseLow | HydroGeneratingUnit | GeneratingUnit | ControlPulseLow
HydroGeneratingUnit | GeneratingUnit | efficiency | HydroGeneratingUnit | GeneratingUnit | Efficiency
HydroGeneratingUnit | GeneratingUnit | governorMPL | HydroGeneratingUnit | GeneratingUnit | GovernorMPL
HydroGeneratingUnit | GeneratingUnit | governorSCD | HydroGeneratingUnit | GeneratingUnit | GovernorSCD
HydroGeneratingUnit | GeneratingUnit | maximumEconomicMW | HydroGeneratingUnit | GeneratingUnit | maxEconomicP
HydroGeneratingUnit | GeneratingUnit | maximumOperatingMW | HydroGeneratingUnit | GeneratingUnit | maxOperatingP
HydroGeneratingUnit | GeneratingUnit | minimumEconomicMW | HydroGeneratingUnit | GeneratingUnit | minEconomicP
HydroGeneratingUnit | GeneratingUnit | minimumOperatingMW | HydroGeneratingUnit | GeneratingUnit | minOperatingP
HydroGeneratingUnit | GeneratingUnit | genOperatingMode | HydroGeneratingUnit | GeneratingUnit | genOperatingMode
HydroGeneratingUnit | GeneratingUnit | penaltyFactor | HydroGeneratingUnit | GeneratingUnit | PenaltyFactor
HydroGeneratingUnit | GeneratingUnit | PrimaryFuelType | HydroGeneratingUnit | GeneratingUnit | PrimaryFuelType
HydroGeneratingUnit | GeneratingUnit | SecondaryFuelType | HydroGeneratingUnit | GeneratingUnit | SecondaryFuelType
HydroGeneratingUnit | GeneratingUnit | stepChange | HydroGeneratingUnit | GeneratingUnit | StepChange
HydroGeneratingUnit | GeneratingUnit | allocSpinResMW | HydroGeneratingUnit | GeneratingUnit | allocSpinResP
HydroGeneratingUnit | GeneratingUnit | autoCntrlMarginMW | HydroGeneratingUnit | GeneratingUnit | autoCntrlMarginP
HydroGeneratingUnit | GeneratingUnit | baseMW | HydroGeneratingUnit | GeneratingUnit | baseP
HydroGeneratingUnit | GeneratingUnit | blackStart | HydroGeneratingUnit | GeneratingUnit | blackStart
HydroGeneratingUnit | GeneratingUnit | blockLoadTransfer | HydroGeneratingUnit | GeneratingUnit | blockLoadTransfer
HydroGeneratingUnit | GeneratingUnit | coldStartTime | HydroGeneratingUnit | GeneratingUnit | coldStartTime
HydroGeneratingUnit | GeneratingUnit | commercialOperationsDate | HydroGeneratingUnit | GeneratingUnit | commercialOperationsDate
HydroGeneratingUnit | GeneratingUnit | controlDeadband | HydroGeneratingUnit | GeneratingUnit | controlDeadband
HydroGeneratingUnit | GeneratingUnit | controlResponseRate | HydroGeneratingUnit | GeneratingUnit | controlResponseRate
HydroGeneratingUnit | GeneratingUnit | dispReserveFlag | HydroGeneratingUnit | GeneratingUnit | dispReserveFlag
HydroGeneratingUnit | GeneratingUnit | energyMinMW | HydroGeneratingUnit | GeneratingUnit | energyMinMW
HydroGeneratingUnit | GeneratingUnit | fastStartFlag | HydroGeneratingUnit | GeneratingUnit | fastStartFlag
HydroGeneratingUnit | GeneratingUnit | freqBias | HydroGeneratingUnit | GeneratingUnit | freqBias
HydroGeneratingUnit | GeneratingUnit | freqDevDeadband | HydroGeneratingUnit | GeneratingUnit | freqDevDeadband
HydroGeneratingUnit | GeneratingUnit | frequencyDeadBandHz | HydroGeneratingUnit | GeneratingUnit | frequencyDeadBandHz
HydroGeneratingUnit | GeneratingUnit | fuelPriority | HydroGeneratingUnit | GeneratingUnit | fuelPriority
HydroGeneratingUnit | GeneratingUnit | genControlMode | HydroGeneratingUnit | GeneratingUnit | genControlMode
HydroGeneratingUnit | GeneratingUnit | genControlSource | HydroGeneratingUnit | GeneratingUnit | genControlSource
HydroGeneratingUnit | GeneratingUnit | highControlLimit | HydroGeneratingUnit | GeneratingUnit | highControlLimit
HydroGeneratingUnit | GeneratingUnit | highReasonabilityLimit | HydroGeneratingUnit | GeneratingUnit | highReasonabilityLimit
HydroGeneratingUnit | GeneratingUnit | highReasonabilityRampRateLimit | HydroGeneratingUnit | GeneratingUnit | highReasonabilityRampRateLimit
HydroGeneratingUnit | GeneratingUnit | hotStartTime | HydroGeneratingUnit | GeneratingUnit | hotStartTime
HydroGeneratingUnit | GeneratingUnit | hotintTime | HydroGeneratingUnit | GeneratingUnit | hotintTime
HydroGeneratingUnit | GeneratingUnit | initialMW | HydroGeneratingUnit | GeneratingUnit | initialP
HydroGeneratingUnit | GeneratingUnit | intColdTime | HydroGeneratingUnit | GeneratingUnit | intColdTime
HydroGeneratingUnit | GeneratingUnit | intStartTime | HydroGeneratingUnit | GeneratingUnit | intStartTime
HydroGeneratingUnit | GeneratingUnit | longPF | HydroGeneratingUnit | GeneratingUnit | longPF
HydroGeneratingUnit | GeneratingUnit | lowControlLimit | HydroGeneratingUnit | GeneratingUnit | lowControlLimit
HydroGeneratingUnit | GeneratingUnit | lowReasonabilityLimit | HydroGeneratingUnit | GeneratingUnit | lowReasonabilityLimit
HydroGeneratingUnit | GeneratingUnit | lowReasonabilityRampRateLimit | HydroGeneratingUnit | GeneratingUnit | lowReasonabilityRampRateLimit
HydroGeneratingUnit | GeneratingUnit | lowerRampRate | HydroGeneratingUnit | GeneratingUnit | lowerRampRate
HydroGeneratingUnit | GeneratingUnit | maximumAllowableSpinngReserve | HydroGeneratingUnit | GeneratingUnit | maximumAllowableSpinningReserve
HydroGeneratingUnit | GeneratingUnit | maxCapacityLimit | HydroGeneratingUnit | GeneratingUnit | maxCapacityLimit
HydroGeneratingUnit | GeneratingUnit | maxDailyStarts | HydroGeneratingUnit | GeneratingUnit | maxDailyStarts
HydroGeneratingUnit | GeneratingUnit | maxDownRampRate | HydroGeneratingUnit | GeneratingUnit | maxDownRampRate
HydroGeneratingUnit | GeneratingUnit | maxONTime | HydroGeneratingUnit | GeneratingUnit | maxONTime
HydroGeneratingUnit | GeneratingUnit | maxResponseReserveLimit | HydroGeneratingUnit | GeneratingUnit | maxResponseReserveLimit
HydroGeneratingUnit | GeneratingUnit | maxSpinReserveContribution | HydroGeneratingUnit | GeneratingUnit | maxSpinReserveContribution
HydroGeneratingUnit | GeneratingUnit | maxUpRampRate | HydroGeneratingUnit | GeneratingUnit | maxUpRampRate
HydroGeneratingUnit | GeneratingUnit | maxWeeklyEnergy | HydroGeneratingUnit | GeneratingUnit | maxWeeklyEnergy
HydroGeneratingUnit | GeneratingUnit | maxWeeklyStarts | HydroGeneratingUnit | GeneratingUnit | maxWeeklyStarts
HydroGeneratingUnit | GeneratingUnit | maximumCurrentCapacity | HydroGeneratingUnit | GeneratingUnit | maximumCurrentCapacity
HydroGeneratingUnit | GeneratingUnit | maximumCurrentCapacityRef | HydroGeneratingUnit | GeneratingUnit | maximumCurrentCapacityRef
HydroGeneratingUnit | GeneratingUnit | maximumEconomicMWRef | HydroGeneratingUnit | GeneratingUnit | maximumEconomicMWRef
HydroGeneratingUnit | GeneratingUnit | minCapacityLimit | HydroGeneratingUnit | GeneratingUnit | minCapacityLimit
HydroGeneratingUnit | GeneratingUnit | minOFFTime | HydroGeneratingUnit | GeneratingUnit | minOFFTime
HydroGeneratingUnit | GeneratingUnit | minONTime | HydroGeneratingUnit | GeneratingUnit | minONTime
HydroGeneratingUnit | GeneratingUnit | minResponseReserveLimit | HydroGeneratingUnit | GeneratingUnit | minResponseReserveLimit
HydroGeneratingUnit | GeneratingUnit | minimumOffTime | HydroGeneratingUnit | GeneratingUnit | minimumOffTime
HydroGeneratingUnit | GeneratingUnit | modelDetail | HydroGeneratingUnit | GeneratingUnit | modelDetail
HydroGeneratingUnit | GeneratingUnit | normalPF | HydroGeneratingUnit | GeneratingUnit | normalPF
HydroGeneratingUnit | GeneratingUnit | onlineThresholdDeadbandPercent | HydroGeneratingUnit | GeneratingUnit | onlineThresholdDeadbandPercent
HydroGeneratingUnit | GeneratingUnit | qualificationStatus | HydroGeneratingUnit | GeneratingUnit | qualificationStatus
HydroGeneratingUnit | GeneratingUnit | raiseRampRate | HydroGeneratingUnit | GeneratingUnit | raiseRampRate
HydroGeneratingUnit | GeneratingUnit | ratedGrossMaxMW | HydroGeneratingUnit | GeneratingUnit | ratedGrossMaxP
HydroGeneratingUnit | GeneratingUnit | ratedGrossMinMW | HydroGeneratingUnit | GeneratingUnit | ratedGrossMinP
HydroGeneratingUnit | GeneratingUnit | ratedNetMaxMW | HydroGeneratingUnit | GeneratingUnit | ratedNetMaxP
HydroGeneratingUnit | GeneratingUnit | reliabilityMustRun | HydroGeneratingUnit | GeneratingUnit | reliabilityMustRun
HydroGeneratingUnit | GeneratingUnit | reserveDiscountFactor | HydroGeneratingUnit | GeneratingUnit | reserveDiscountFactor
HydroGeneratingUnit | GeneratingUnit | seasonalMaxSustainableRating | HydroGeneratingUnit | GeneratingUnit | seasonalMaxSustainableRating
HydroGeneratingUnit | GeneratingUnit | seasonalMinEmergencyRating | HydroGeneratingUnit | GeneratingUnit | seasonalMinEmergencyRating
HydroGeneratingUnit | GeneratingUnit | seasonalMinSustainableRating | HydroGeneratingUnit | GeneratingUnit | seasonalMinSustainableRating
HydroGeneratingUnit | GeneratingUnit | shortPF | HydroGeneratingUnit | GeneratingUnit | shortPF
HydroGeneratingUnit | GeneratingUnit | spinReserveRamp |  |  | **REMOVED**
HydroGeneratingUnit | GeneratingUnit | spinningReserveMax | HydroGeneratingUnit | GeneratingUnit | spinningReserveMax
HydroGeneratingUnit | GeneratingUnit | startupTime | HydroGeneratingUnit | GeneratingUnit | startupTime
HydroGeneratingUnit | GeneratingUnit | synCondenserCapable | HydroGeneratingUnit | GeneratingUnit | synCondenserCapable
HydroGeneratingUnit | GeneratingUnit | tieLinePF | HydroGeneratingUnit | GeneratingUnit | tieLinePF
HydroGeneratingUnit | GeneratingUnit | wfrmcr | HydroGeneratingUnit | GeneratingUnit | wfrmcr
HydroGeneratingUnit | GeneratingUnit | hasAMechanicalGovernor | HydroGeneratingUnit | GeneratingUnit | hasAMechanicalGovernor
HydroGeneratingUnit | GeneratingUnit | hasPFRExemption | HydroGeneratingUnit | GeneratingUnit | hasPFRExemption
HydroGeneratingUnit | GeneratingUnit | resourceCategoryE | HydroGeneratingUnit | GeneratingUnit | resourceCategoryE
HydroGeneratingUnit | GeneratingUnit | hasPSSExemption | HydroGeneratingUnit | GeneratingUnit | hasPSSExemption
HydroGeneratingUnit | GeneratingUnit | DeadbandForEvaluation | HydroGeneratingUnit | GeneratingUnit | DeadbandForEvaluation
HydroGeneratingUnit | GeneratingUnit | MWDeadbandForEvaluation | HydroGeneratingUnit | GeneratingUnit | MWDeadbandForEvaluation
HydroGeneratingUnit | GeneratingUnit | PFRExemption | HydroGeneratingUnit | GeneratingUnit | PFRExemption
HydroGeneratingUnit | GeneratingUnit | switchable | HydroGeneratingUnit | GeneratingUnit | switchable
HydroGeneratingUnit | GeneratingUnit | Dispatchable | HydroGeneratingUnit | GeneratingUnit | Dispatchable
HydroGeneratingUnit | GeneratingUnit | ScaleDownOnly | HydroGeneratingUnit | GeneratingUnit | ScaleDownOnly
HydroGeneratingUnit | GeneratingUnit | NFRC | HydroGeneratingUnit | GeneratingUnit | NFRC
HydroGeneratingUnit | GeneratingUnit | maxDesignTemp | HydroGeneratingUnit | GeneratingUnit | maxDesignTemp
HydroGeneratingUnit | GeneratingUnit | maxEngTemp | HydroGeneratingUnit | GeneratingUnit | maxEngTemp
HydroGeneratingUnit | GeneratingUnit | maxHistTemp | HydroGeneratingUnit | GeneratingUnit | maxHistTemp
HydroGeneratingUnit | GeneratingUnit | minDesignTemp | HydroGeneratingUnit | GeneratingUnit | minDesignTemp
HydroGeneratingUnit | GeneratingUnit | minEngTemp | HydroGeneratingUnit | GeneratingUnit | minEngTemp
HydroGeneratingUnit | GeneratingUnit | minHistTemp | HydroGeneratingUnit | GeneratingUnit | minHistTemp
HydroGeneratingUnit | GeneratingUnit | maxDesignTempDerate | HydroGeneratingUnit | GeneratingUnit | maxDesignTempDerate
HydroGeneratingUnit | GeneratingUnit | maxEngTempDerate | HydroGeneratingUnit | GeneratingUnit | maxEngTempDerate
HydroGeneratingUnit | GeneratingUnit | maxHistTempDerate | HydroGeneratingUnit | GeneratingUnit | maxHistTempDerate
HydroGeneratingUnit | GeneratingUnit | minDesignTempDerate | HydroGeneratingUnit | GeneratingUnit | minDesignTempDerate
HydroGeneratingUnit | GeneratingUnit | minEngTempDerate | HydroGeneratingUnit | GeneratingUnit | minEngTempDerate
HydroGeneratingUnit | GeneratingUnit | minHistTempDerate | HydroGeneratingUnit | GeneratingUnit | minHistTempDerate
HydroGeneratingUnit | GeneratingUnit | isBSCapable | HydroGeneratingUnit | GeneratingUnit | isBSCapable
HydroGeneratingUnit | GeneratingUnit | isIsocCapable | HydroGeneratingUnit | GeneratingUnit | isIsocCapable
HydroGeneratingUnit | HydroGeneratingUnit | hydroUnitWaterCost | HydroGeneratingUnit | HydroGeneratingUnit | hydroUnitWaterCost
IccpQualityConversion | IdentifiedObject | aliasName | IccpQualityConversion | IdentifiedObject | aliasName
IccpQualityConversion | IdentifiedObject | description | IccpQualityConversion | IdentifiedObject | description
IccpQualityConversion | IccpQualityConversion | ICalculated | IccpQualityConversion | IccpQualityConversion | ICalculated
IccpQualityConversion | IccpQualityConversion | IEstimated | IccpQualityConversion | IccpQualityConversion | IEstimated
IccpQualityConversion | IccpQualityConversion | IHeld | IccpQualityConversion | IccpQualityConversion | IHeld
IccpQualityConversion | IccpQualityConversion | IManual | IccpQualityConversion | IccpQualityConversion | IManual
IccpQualityConversion | IccpQualityConversion | INotValid | IccpQualityConversion | IccpQualityConversion | INotValid
IccpQualityConversion | IccpQualityConversion | ISuspect | IccpQualityConversion | IccpQualityConversion | ISuspect
IccpQualityConversion | IccpQualityConversion | ITelemetered | IccpQualityConversion | IccpQualityConversion | ITelemetered
IccpQualityConversion | IccpQualityConversion | IValid | IccpQualityConversion | IccpQualityConversion | IValid
IccpQualityConversion | IdentifiedObject | localName | IccpQualityConversion | IdentifiedObject | localName
IccpQualityConversion | IdentifiedObject | mRID | IccpQualityConversion | IdentifiedObject | mRID
IccpQualityConversion | IccpQualityConversion | OCalculated | IccpQualityConversion | IccpQualityConversion | OCalculated
IccpQualityConversion | IccpQualityConversion | OEstimated | IccpQualityConversion | IccpQualityConversion | OEstimated
IccpQualityConversion | IccpQualityConversion | OHeld | IccpQualityConversion | IccpQualityConversion | OHeld
IccpQualityConversion | IccpQualityConversion | OManual | IccpQualityConversion | IccpQualityConversion | OManual
IccpQualityConversion | IccpQualityConversion | ONotValid | IccpQualityConversion | IccpQualityConversion | ONotValid
IccpQualityConversion | IccpQualityConversion | OSuspect | IccpQualityConversion | IccpQualityConversion | OSuspect
IccpQualityConversion | IccpQualityConversion | OTelemetered | IccpQualityConversion | IccpQualityConversion | OTelemetered
IccpQualityConversion | IccpQualityConversion | OValid | IccpQualityConversion | IccpQualityConversion | OValid
IccpQualityConversion | IdentifiedObject | pathName | IccpQualityConversion | IdentifiedObject | pathName
IccpQualityConversion | IdentifiedObject | name | IccpQualityConversion | IdentifiedObject | name
IccpQualityConversionSet | IdentifiedObject | aliasName | IccpQualityConversionSet | IdentifiedObject | aliasName
IccpQualityConversionSet | IdentifiedObject | description | IccpQualityConversionSet | IdentifiedObject | description
IccpQualityConversionSet | IdentifiedObject | localName | IccpQualityConversionSet | IdentifiedObject | localName
IccpQualityConversionSet | IdentifiedObject | mRID | IccpQualityConversionSet | IdentifiedObject | mRID
IccpQualityConversionSet | IdentifiedObject | pathName | IccpQualityConversionSet | IdentifiedObject | pathName
IccpQualityConversionSet | IdentifiedObject | name | IccpQualityConversionSet | IdentifiedObject | name
iec61970CIMVersion | iec61970CIMVersion | date | IEC61970CIMVersion | IEC61970CIMVersion | date
iec61970CIMVersion | iec61970CIMVersion | version | IEC61970CIMVersion | IEC61970CIMVersion | version
iec61970CIMVersion | RootType | name | IEC61970CIMVersion | RootType | name
Inverter | IdentifiedObject | aliasName | Inverter | IdentifiedObject | aliasName
Inverter | IdentifiedObject | description | Inverter | IdentifiedObject | description
Inverter | Inverter | inverterCount | Inverter | Inverter | inverterCount
Inverter | IdentifiedObject | localName | Inverter | IdentifiedObject | localName
Inverter | IdentifiedObject | mRID | Inverter | IdentifiedObject | mRID
Inverter | IdentifiedObject | pathName | Inverter | IdentifiedObject | pathName
Inverter | IdentifiedObject | name | Inverter | IdentifiedObject | name
InverterDepartment | IdentifiedObject | aliasName | InverterDepartment | IdentifiedObject | aliasName
InverterDepartment | IdentifiedObject | description | InverterDepartment | IdentifiedObject | description
InverterDepartment | IdentifiedObject | localName | InverterDepartment | IdentifiedObject | localName
InverterDepartment | IdentifiedObject | mRID | InverterDepartment | IdentifiedObject | mRID
InverterDepartment | IdentifiedObject | pathName | InverterDepartment | IdentifiedObject | pathName
InverterDepartment | IdentifiedObject | name | InverterDepartment | IdentifiedObject | name
InverterModel | IdentifiedObject | aliasName | InverterModel | IdentifiedObject | aliasName
InverterModel | IdentifiedObject | description | InverterModel | IdentifiedObject | description
InverterModel | IdentifiedObject | localName | InverterModel | IdentifiedObject | localName
InverterModel | Model | model | InverterModel | Archetype | model
InverterModel | Model | modelNamePlateRating | InverterModel | Archetype | modelNamePlateRating
InverterModel | IdentifiedObject | mRID | InverterModel | IdentifiedObject | mRID
InverterModel | IdentifiedObject | pathName | InverterModel | IdentifiedObject | pathName
InverterModel | IdentifiedObject | name | InverterModel | IdentifiedObject | name
LimitAlarmCategory | IdentifiedObject | aliasName | LimitAlarmCategory | IdentifiedObject | aliasName
LimitAlarmCategory | IdentifiedObject | description | LimitAlarmCategory | IdentifiedObject | description
LimitAlarmCategory | IdentifiedObject | localName | LimitAlarmCategory | IdentifiedObject | localName
LimitAlarmCategory | IdentifiedObject | mRID | LimitAlarmCategory | IdentifiedObject | mRID
LimitAlarmCategory | IdentifiedObject | pathName | LimitAlarmCategory | IdentifiedObject | pathName
LimitAlarmCategory | IdentifiedObject | name | LimitAlarmCategory | IdentifiedObject | name
Line | IdentifiedObject | aliasName | Line | IdentifiedObject | aliasName
Line | PowerSystemResource | contingencyComponent | Line | PowerSystemResource | contingencyComponent
Line | IdentifiedObject | description | Line | IdentifiedObject | description
Line | Line | emergencyMaxShadowPrice | Line | Line | emergencyMaxShadowPrice
Line | Line | fifteenMinuteMaxShadowPrice | Line | Line | fifteenMinuteMaxShadowPrice
Line | IdentifiedObject | localName | Line | IdentifiedObject | localName
Line | Line | MaxShadowPrice | Line | Line | MaxShadowPrice
Line | IdentifiedObject | mRID | Line | IdentifiedObject | mRID
Line | IdentifiedObject | pathName | Line | IdentifiedObject | pathName
Line | Line | psseid | Line | Resources | PSSEID
Line | PowerSystemResource | teid | Line | PowerSystemResource | teid
Line | IdentifiedObject | name | Line | IdentifiedObject | name
LoadArea | IdentifiedObject | aliasName | LoadArea | IdentifiedObject | aliasName
LoadArea | IdentifiedObject | description | LoadArea | IdentifiedObject | description
LoadArea | LoadArea | forecastEnabled | LoadArea | LoadArea | forecastEnabled
LoadArea | IdentifiedObject | localName | LoadArea | IdentifiedObject | localName
LoadArea | IdentifiedObject | mRID | LoadArea | IdentifiedObject | mRID
LoadArea | IdentifiedObject | pathName | LoadArea | IdentifiedObject | pathName
LoadArea | LoadArea | psseid | LoadArea | Resources | PSSEID
LoadArea | IdentifiedObject | name | LoadArea | IdentifiedObject | name
LoadResource | IdentifiedObject | aliasName | LoadResource | IdentifiedObject | aliasName
LoadResource | EnergyConsumerResource | blockLoadTransfer | LoadResource | EnergyConsumerResource | blockLoadTransfer
LoadResource | EnergyConsumerResource | commercialOperationsDate | LoadResource | EnergyConsumerResource | commercialOperationsDate
LoadResource | PowerSystemResource | contingencyComponent | LoadResource | PowerSystemResource | contingencyComponent
LoadResource | Equipment | DAM_Monitored | LoadResource | Equipment | DAM_Monitored
LoadResource | Equipment | DAM_Secured | LoadResource | Equipment | DAM_Secured
LoadResource | IdentifiedObject | description | LoadResource | IdentifiedObject | description
LoadResource | EnergyConsumerResource | loadFreqBias | LoadResource | EnergyConsumerResource | loadFreqBias
LoadResource | EnergyConsumerResource | loadFreqDevDeadband | LoadResource | EnergyConsumerResource | loadFreqDevDeadband
LoadResource | EnergyConsumerResource | loadId | LoadResource | EnergyConsumerResource | loadId
LoadResource | EnergyConsumerResource | loadSubStationId | LoadResource | EnergyConsumerResource | loadSubStationId
LoadResource | IdentifiedObject | localName | LoadResource | IdentifiedObject | localName
LoadResource | EnergyConsumerResource | maxDailyDeployment | LoadResource | EnergyConsumerResource | maxDailyDeployment
LoadResource | EnergyConsumerResource | maxInterruptionTime | LoadResource | EnergyConsumerResource | maxInterruptionTime
LoadResource | EnergyConsumerResource | MaxPowerConsumption | LoadResource | EnergyConsumerResource | MaxPowerConsumption
LoadResource | EnergyConsumerResource | maxWeeklyDeployment | LoadResource | EnergyConsumerResource | maxWeeklyDeployment
LoadResource | LoadResource | maxWeeklyEnergy | LoadResource | LoadResource | maxWeeklyEnergy
LoadResource | EnergyConsumerResource | minInterruptionTime | LoadResource | EnergyConsumerResource | minInterruptionTime
LoadResource | LoadResource | minNoticeTime | LoadResource | LoadResource | minNoticeTime
LoadResource | EnergyConsumerResource | MinPowerConsumption | LoadResource | EnergyConsumerResource | MinPowerConsumption
LoadResource | EnergyConsumerResource | minRestorationTime | LoadResource | EnergyConsumerResource | minRestorationTime
LoadResource | IdentifiedObject | mRID | LoadResource | IdentifiedObject | mRID
LoadResource | Equipment | OUSPriority | LoadResource | Equipment | OUSPriority
LoadResource | IdentifiedObject | pathName | LoadResource | IdentifiedObject | pathName
LoadResource | Equipment | psseid | LoadResource | Resources | PSSEID
LoadResource | EnergyConsumerResource | qualificationStatus | LoadResource | EnergyConsumerResource | qualificationStatus
LoadResource | EnergyConsumerResource | RelayType | LoadResource | EnergyConsumerResource | RelayType
LoadResource | EnergyConsumerResource | resourceCategory | LoadResource | EnergyConsumerResource | resourceCategory
LoadResource | Equipment | RUC_Monitored | LoadResource | Equipment | RUC_Monitored
LoadResource | Equipment | RUC_Secured | LoadResource | Equipment | RUC_Secured
LoadResource | PowerSystemResource | teid | LoadResource | PowerSystemResource | teid
LoadResource | EnergyConsumerResource | wfrmcr | LoadResource | EnergyConsumerResource | wfrmcr
LoadResource | IdentifiedObject | name | LoadResource | IdentifiedObject | name
LoadType | IdentifiedObject | name | LoadResponseCharacteristic | IdentifiedObject | name
LoadType | IdentifiedObject | description | LoadResponseCharacteristic | IdentifiedObject | description
LoadType | IdentifiedObject | aliasName | LoadResponseCharacteristic | IdentifiedObject | aliasName
LoadType | IdentifiedObject | localName | LoadResponseCharacteristic | IdentifiedObject | localName
LoadType | IdentifiedObject | mRID | LoadResponseCharacteristic | IdentifiedObject | mRID
LoadType | IdentifiedObject | pathName | LoadResponseCharacteristic | IdentifiedObject | pathName
LoadType | LoadType | expPFrequency | LoadResponseCharacteristic | LoadResponseCharacteristic | pFrequencyExponent
LoadType | LoadType | expPVoltage | LoadResponseCharacteristic | LoadResponseCharacteristic | pVoltageExponent
LoadType | LoadType | expQFrequency | LoadResponseCharacteristic | LoadResponseCharacteristic | qFrequencyExponent
LoadType | LoadType | expQVoltage | LoadResponseCharacteristic | LoadResponseCharacteristic | qVoltageExponent
LoadType | LoadType | initialTime |  |  | **REMOVED**
LoadType | LoadType | maxScaling |  |  | **REMOVED**
Location | Location | City | Location | Location | City
Location | Location | County | Location | Location | County
Location | Location | Latitude | Location | Location | Latitude
Location | Location | lockCoordinates | Location | Location | lockCoordinates
Location | Location | Longitude | Location | Location | Longitude
Location | Location | mainAddress | Location | Location | mainAddress
Location | Location | PostalCode | Location | Location | PostalCode
Location | Location | secondaryAddress | Location | Location | secondaryAddress
Location | Location | State | Location | Location | State
Location | RootType | name | Location | IdentifiedObject | name
LocationPoint | RootType | name | PositionPoint | RootType | name
LocationPoint | LocationPoint | latitude | PositionPoint | PositionPoint | latitude
LocationPoint | LocationPoint | longitude | PositionPoint | PositionPoint | longitude
LocationPoint | LocationPoint | seriesNumber | PositionPoint | PositionPoint | sequenceNumber
LogicalConfiguration | IdentifiedObject | name | CombinedCycleLogicalConfiguration | IdentifiedObject | name
LogicalConfiguration | IdentifiedObject | description | CombinedCycleLogicalConfiguration | IdentifiedObject | description
LogicalConfiguration | IdentifiedObject | aliasName | CombinedCycleLogicalConfiguration | IdentifiedObject | aliasName
LogicalConfiguration | IdentifiedObject | localName | CombinedCycleLogicalConfiguration | IdentifiedObject | localName
LogicalConfiguration | IdentifiedObject | mRID | CombinedCycleLogicalConfiguration | IdentifiedObject | mRID
LogicalConfiguration | IdentifiedObject | pathName | CombinedCycleLogicalConfiguration | IdentifiedObject | pathName
MeasurementArgument | IdentifiedObject | name | CalculationArgument | IdentifiedObject | name
MeasurementArgument | IdentifiedObject | description | CalculationArgument | IdentifiedObject | description
MeasurementArgument | IdentifiedObject | aliasName | CalculationArgument | IdentifiedObject | aliasName
MeasurementArgument | IdentifiedObject | localName | CalculationArgument | IdentifiedObject | localName
MeasurementArgument | IdentifiedObject | mRID | CalculationArgument | IdentifiedObject | mRID
MeasurementArgument | IdentifiedObject | pathName | CalculationArgument | IdentifiedObject | pathName
MeasurementArgument | CalculationArgument | referenceFlag | CalculationArgument | CalculationArgument | referenceFlag
MeasurementArgument | CalculationArgument | referenceName | CalculationArgument | CalculationArgument | referenceName
MeasurementArgument | MeasurementArgument | triggerFlag | CalculationArgument | CalculationArgument | triggerFlag
MeasurementArgument | CalculationArgument | zonalAttribute |  |  | **REMOVED**
MeasurementGroup | IdentifiedObject | name | MeasValueSet | IdentifiedObject | name
MeasurementGroup | IdentifiedObject | description | MeasValueSet | IdentifiedObject | description
MeasurementGroup | IdentifiedObject | aliasName | MeasValueSet | IdentifiedObject | aliasName
MeasurementGroup | IdentifiedObject | localName | MeasValueSet | IdentifiedObject | localName
MeasurementGroup | IdentifiedObject | mRID | MeasValueSet | IdentifiedObject | mRID
MeasurementGroup | IdentifiedObject | pathName | MeasValueSet | IdentifiedObject | pathName
MeasurementGroup | MeasurementGroup | bufferPeriod |  |  | **REMOVED**
MeasurementGroup | MeasurementGroup | gracePeriod |  |  | **REMOVED**
MeasurementGroup | MeasurementGroup | integrityPeriod |  |  | **REMOVED**
MeasurementGroup | MeasurementGroup | scanPeriod |  |  | **REMOVED**
MeasurementGroup | MeasurementGroup | zonalAttribute |  |  | **REMOVED**
MeasurementLocation | MeasurementLocation | farNodeNormallyEarthed | ACLineSegment | ScadaDeviceObject | farNormallyGrounded | MeasurementLocation attributes moved to parent PowerSystemResource
MeasurementLocation | MeasurementLocation | farNodeNormallyEarthed | Bay | ScadaDeviceObject | farNormallyGrounded | MeasurementLocation attributes moved to parent PowerSystemResource
MeasurementLocation | MeasurementLocation | farNodeNormallyEarthed | Breaker | ScadaDeviceObject | farNormallyGrounded | MeasurementLocation attributes moved to parent PowerSystemResource
MeasurementLocation | MeasurementLocation | farNodeNormallyEarthed | BusbarSection | ScadaDeviceObject | farNormallyGrounded | MeasurementLocation attributes moved to parent PowerSystemResource
MeasurementLocation | MeasurementLocation | farNodeNormallyEarthed | CombinedCycleConfiguration | ScadaDeviceObject | farNormallyGrounded | MeasurementLocation attributes moved to parent PowerSystemResource
MeasurementLocation | MeasurementLocation | farNodeNormallyEarthed | CombinedCyclePlant | ScadaDeviceObject | farNormallyGrounded | MeasurementLocation attributes moved to parent PowerSystemResource
MeasurementLocation | MeasurementLocation | farNodeNormallyEarthed | ConformLoad | ScadaDeviceObject | farNormallyGrounded | MeasurementLocation attributes moved to parent PowerSystemResource
MeasurementLocation | MeasurementLocation | farNodeNormallyEarthed | ControllableLoadResource | ScadaDeviceObject | farNormallyGrounded | MeasurementLocation attributes moved to parent PowerSystemResource
MeasurementLocation | MeasurementLocation | farNodeNormallyEarthed | Disconnector | ScadaDeviceObject | farNormallyGrounded | MeasurementLocation attributes moved to parent PowerSystemResource
MeasurementLocation | MeasurementLocation | farNodeNormallyEarthed | DistributionGeneration | ScadaDeviceObject | farNormallyGrounded | MeasurementLocation attributes moved to parent PowerSystemResource
MeasurementLocation | MeasurementLocation | farNodeNormallyEarthed | ElectricalBus | ScadaDeviceObject | farNormallyGrounded | MeasurementLocation attributes moved to parent PowerSystemResource
MeasurementLocation | MeasurementLocation | farNodeNormallyEarthed | EndCap | ScadaDeviceObject | farNormallyGrounded | MeasurementLocation attributes moved to parent PowerSystemResource
MeasurementLocation | MeasurementLocation | farNodeNormallyEarthed | EnergyProducerResourceMeter | ScadaDeviceObject | farNormallyGrounded | MeasurementLocation attributes moved to parent PowerSystemResource
MeasurementLocation | MeasurementLocation | farNodeNormallyEarthed | FrequencyRelay | ScadaDeviceObject | farNormallyGrounded | MeasurementLocation attributes moved to parent PowerSystemResource
MeasurementLocation | MeasurementLocation | farNodeNormallyEarthed | GenericEquipment | ScadaDeviceObject | farNormallyGrounded | MeasurementLocation attributes moved to parent PowerSystemResource
MeasurementLocation | MeasurementLocation | farNodeNormallyEarthed | GenericTransConstraint | ScadaDeviceObject | farNormallyGrounded | MeasurementLocation attributes moved to parent PowerSystemResource
MeasurementLocation | MeasurementLocation | farNodeNormallyEarthed | GenericUnderfrequencyRelay | ScadaDeviceObject | farNormallyGrounded | MeasurementLocation attributes moved to parent PowerSystemResource
MeasurementLocation | MeasurementLocation | farNodeNormallyEarthed | GroundDisconnector | ScadaDeviceObject | farNormallyGrounded | MeasurementLocation attributes moved to parent PowerSystemResource
MeasurementLocation | MeasurementLocation | farNodeNormallyEarthed | HostControlArea | ScadaDeviceObject | farNormallyGrounded | MeasurementLocation attributes moved to parent PowerSystemResource
MeasurementLocation | MeasurementLocation | farNodeNormallyEarthed | HydroGeneratingUnit | ScadaDeviceObject | farNormallyGrounded | MeasurementLocation attributes moved to parent PowerSystemResource
MeasurementLocation | MeasurementLocation | farNodeNormallyEarthed | Line | ScadaDeviceObject | farNormallyGrounded | MeasurementLocation attributes moved to parent PowerSystemResource
MeasurementLocation | MeasurementLocation | farNodeNormallyEarthed | LinearShuntCompensator | ScadaDeviceObject | farNormallyGrounded | MeasurementLocation attributes moved to parent PowerSystemResource
MeasurementLocation | MeasurementLocation | farNodeNormallyEarthed | LoadResource | ScadaDeviceObject | farNormallyGrounded | MeasurementLocation attributes moved to parent PowerSystemResource
MeasurementLocation | MeasurementLocation | farNodeNormallyEarthed | MeteorologicalStation | ScadaDeviceObject | farNormallyGrounded | MeasurementLocation attributes moved to parent PowerSystemResource
MeasurementLocation | MeasurementLocation | farNodeNormallyEarthed | MondoSolarGeneratingUnit | ScadaDeviceObject | farNormallyGrounded | MeasurementLocation attributes moved to parent PowerSystemResource
MeasurementLocation | MeasurementLocation | farNodeNormallyEarthed | MondoWindGeneratingUnit | ScadaDeviceObject | farNormallyGrounded | MeasurementLocation attributes moved to parent PowerSystemResource
MeasurementLocation | MeasurementLocation | farNodeNormallyEarthed | MultiSectionLineGroup | ScadaDeviceObject | farNormallyGrounded | MeasurementLocation attributes moved to parent PowerSystemResource
MeasurementLocation | MeasurementLocation | farNodeNormallyEarthed | NonConformLoad | ScadaDeviceObject | farNormallyGrounded | MeasurementLocation attributes moved to parent PowerSystemResource
MeasurementLocation | MeasurementLocation | farNodeNormallyEarthed | NuclearGeneratingUnit | ScadaDeviceObject | farNormallyGrounded | MeasurementLocation attributes moved to parent PowerSystemResource
MeasurementLocation | MeasurementLocation | farNodeNormallyEarthed | PhaseTapChangerLinear | ScadaDeviceObject | farNormallyGrounded | MeasurementLocation attributes moved to parent PowerSystemResource
MeasurementLocation | MeasurementLocation | farNodeNormallyEarthed | PowerTransformer | ScadaDeviceObject | farNormallyGrounded | MeasurementLocation attributes moved to parent PowerSystemResource
MeasurementLocation | MeasurementLocation | farNodeNormallyEarthed | PowerTransformerEnd | ScadaDeviceObject | farNormallyGrounded | MeasurementLocation attributes moved to parent PowerSystemResource
MeasurementLocation | MeasurementLocation | farNodeNormallyEarthed | RatioTapChanger | ScadaDeviceObject | farNormallyGrounded | MeasurementLocation attributes moved to parent PowerSystemResource
MeasurementLocation | MeasurementLocation | farNodeNormallyEarthed | RegulatingControl | ScadaDeviceObject | farNormallyGrounded | MeasurementLocation attributes moved to parent PowerSystemResource
MeasurementLocation | MeasurementLocation | farNodeNormallyEarthed | RemedialActionScheme | ScadaDeviceObject | farNormallyGrounded | MeasurementLocation attributes moved to parent PowerSystemResource
MeasurementLocation | MeasurementLocation | farNodeNormallyEarthed | RemoteUnit | ScadaDeviceObject | farNormallyGrounded | MeasurementLocation attributes moved to parent PowerSystemResource
MeasurementLocation | MeasurementLocation | farNodeNormallyEarthed | ResourceController | ScadaDeviceObject | farNormallyGrounded | MeasurementLocation attributes moved to parent PowerSystemResource
MeasurementLocation | MeasurementLocation | farNodeNormallyEarthed | SeriesCompensator | ScadaDeviceObject | farNormallyGrounded | MeasurementLocation attributes moved to parent PowerSystemResource
MeasurementLocation | MeasurementLocation | farNodeNormallyEarthed | ShuntCompensatorAlt | ScadaDeviceObject | farNormallyGrounded | MeasurementLocation attributes moved to parent PowerSystemResource
MeasurementLocation | MeasurementLocation | farNodeNormallyEarthed | SolarGeneratingUnit | ScadaDeviceObject | farNormallyGrounded | MeasurementLocation attributes moved to parent PowerSystemResource
MeasurementLocation | MeasurementLocation | farNodeNormallyEarthed | SpecialMessagingScheme | ScadaDeviceObject | farNormallyGrounded | MeasurementLocation attributes moved to parent PowerSystemResource
MeasurementLocation | MeasurementLocation | farNodeNormallyEarthed | StaticVarCompensator | ScadaDeviceObject | farNormallyGrounded | MeasurementLocation attributes moved to parent PowerSystemResource
MeasurementLocation | MeasurementLocation | farNodeNormallyEarthed | Substation | ScadaDeviceObject | farNormallyGrounded | MeasurementLocation attributes moved to parent PowerSystemResource
MeasurementLocation | MeasurementLocation | farNodeNormallyEarthed | SynchrocheckRelay | ScadaDeviceObject | farNormallyGrounded | MeasurementLocation attributes moved to parent PowerSystemResource
MeasurementLocation | MeasurementLocation | farNodeNormallyEarthed | SynchronousCondenser | ScadaDeviceObject | farNormallyGrounded | MeasurementLocation attributes moved to parent PowerSystemResource
MeasurementLocation | MeasurementLocation | farNodeNormallyEarthed | SynchronousMachine | ScadaDeviceObject | farNormallyGrounded | MeasurementLocation attributes moved to parent PowerSystemResource
MeasurementLocation | MeasurementLocation | farNodeNormallyEarthed | TapChangerAlt | ScadaDeviceObject | farNormallyGrounded | MeasurementLocation attributes moved to parent PowerSystemResource
MeasurementLocation | MeasurementLocation | farNodeNormallyEarthed | TapChangerControl | ScadaDeviceObject | farNormallyGrounded | MeasurementLocation attributes moved to parent PowerSystemResource
MeasurementLocation | MeasurementLocation | farNodeNormallyEarthed | ThermalGeneratingUnit | ScadaDeviceObject | farNormallyGrounded | MeasurementLocation attributes moved to parent PowerSystemResource
MeasurementLocation | MeasurementLocation | farNodeNormallyEarthed | VoltageLevel | ScadaDeviceObject | farNormallyGrounded | MeasurementLocation attributes moved to parent PowerSystemResource
MeasurementLocation | MeasurementLocation | farNodeNormallyEarthed | VoltageRelay | ScadaDeviceObject | farNormallyGrounded | MeasurementLocation attributes moved to parent PowerSystemResource
MeasurementLocation | MeasurementLocation | farNodeNormallyEarthed | WeatherStation | ScadaDeviceObject | farNormallyGrounded | MeasurementLocation attributes moved to parent PowerSystemResource
MeasurementLocation | MeasurementLocation | farNodeNormallyEarthed | WindGeneratingUnit | ScadaDeviceObject | farNormallyGrounded | MeasurementLocation attributes moved to parent PowerSystemResource
MeasurementLocation | MeasurementLocation | farNodeNormallyOpen | ACLineSegment | ScadaDeviceObject | farNormallyOpen | MeasurementLocation attributes moved to parent PowerSystemResource
MeasurementLocation | MeasurementLocation | farNodeNormallyOpen | Bay | ScadaDeviceObject | farNormallyOpen | MeasurementLocation attributes moved to parent PowerSystemResource
MeasurementLocation | MeasurementLocation | farNodeNormallyOpen | Breaker | ScadaDeviceObject | farNormallyOpen | MeasurementLocation attributes moved to parent PowerSystemResource
MeasurementLocation | MeasurementLocation | farNodeNormallyOpen | BusbarSection | ScadaDeviceObject | farNormallyOpen | MeasurementLocation attributes moved to parent PowerSystemResource
MeasurementLocation | MeasurementLocation | farNodeNormallyOpen | CombinedCycleConfiguration | ScadaDeviceObject | farNormallyOpen | MeasurementLocation attributes moved to parent PowerSystemResource
MeasurementLocation | MeasurementLocation | farNodeNormallyOpen | CombinedCyclePlant | ScadaDeviceObject | farNormallyOpen | MeasurementLocation attributes moved to parent PowerSystemResource
MeasurementLocation | MeasurementLocation | farNodeNormallyOpen | ConformLoad | ScadaDeviceObject | farNormallyOpen | MeasurementLocation attributes moved to parent PowerSystemResource
MeasurementLocation | MeasurementLocation | farNodeNormallyOpen | ControllableLoadResource | ScadaDeviceObject | farNormallyOpen | MeasurementLocation attributes moved to parent PowerSystemResource
MeasurementLocation | MeasurementLocation | farNodeNormallyOpen | Disconnector | ScadaDeviceObject | farNormallyOpen | MeasurementLocation attributes moved to parent PowerSystemResource
MeasurementLocation | MeasurementLocation | farNodeNormallyOpen | DistributionGeneration | ScadaDeviceObject | farNormallyOpen | MeasurementLocation attributes moved to parent PowerSystemResource
MeasurementLocation | MeasurementLocation | farNodeNormallyOpen | ElectricalBus | ScadaDeviceObject | farNormallyOpen | MeasurementLocation attributes moved to parent PowerSystemResource
MeasurementLocation | MeasurementLocation | farNodeNormallyOpen | EndCap | ScadaDeviceObject | farNormallyOpen | MeasurementLocation attributes moved to parent PowerSystemResource
MeasurementLocation | MeasurementLocation | farNodeNormallyOpen | EnergyProducerResourceMeter | ScadaDeviceObject | farNormallyOpen | MeasurementLocation attributes moved to parent PowerSystemResource
MeasurementLocation | MeasurementLocation | farNodeNormallyOpen | FrequencyRelay | ScadaDeviceObject | farNormallyOpen | MeasurementLocation attributes moved to parent PowerSystemResource
MeasurementLocation | MeasurementLocation | farNodeNormallyOpen | GenericEquipment | ScadaDeviceObject | farNormallyOpen | MeasurementLocation attributes moved to parent PowerSystemResource
MeasurementLocation | MeasurementLocation | farNodeNormallyOpen | GenericTransConstraint | ScadaDeviceObject | farNormallyOpen | MeasurementLocation attributes moved to parent PowerSystemResource
MeasurementLocation | MeasurementLocation | farNodeNormallyOpen | GenericUnderfrequencyRelay | ScadaDeviceObject | farNormallyOpen | MeasurementLocation attributes moved to parent PowerSystemResource
MeasurementLocation | MeasurementLocation | farNodeNormallyOpen | GroundDisconnector | ScadaDeviceObject | farNormallyOpen | MeasurementLocation attributes moved to parent PowerSystemResource
MeasurementLocation | MeasurementLocation | farNodeNormallyOpen | HostControlArea | ScadaDeviceObject | farNormallyOpen | MeasurementLocation attributes moved to parent PowerSystemResource
MeasurementLocation | MeasurementLocation | farNodeNormallyOpen | HydroGeneratingUnit | ScadaDeviceObject | farNormallyOpen | MeasurementLocation attributes moved to parent PowerSystemResource
MeasurementLocation | MeasurementLocation | farNodeNormallyOpen | Line | ScadaDeviceObject | farNormallyOpen | MeasurementLocation attributes moved to parent PowerSystemResource
MeasurementLocation | MeasurementLocation | farNodeNormallyOpen | LinearShuntCompensator | ScadaDeviceObject | farNormallyOpen | MeasurementLocation attributes moved to parent PowerSystemResource
MeasurementLocation | MeasurementLocation | farNodeNormallyOpen | LoadResource | ScadaDeviceObject | farNormallyOpen | MeasurementLocation attributes moved to parent PowerSystemResource
MeasurementLocation | MeasurementLocation | farNodeNormallyOpen | MeteorologicalStation | ScadaDeviceObject | farNormallyOpen | MeasurementLocation attributes moved to parent PowerSystemResource
MeasurementLocation | MeasurementLocation | farNodeNormallyOpen | MondoSolarGeneratingUnit | ScadaDeviceObject | farNormallyOpen | MeasurementLocation attributes moved to parent PowerSystemResource
MeasurementLocation | MeasurementLocation | farNodeNormallyOpen | MondoWindGeneratingUnit | ScadaDeviceObject | farNormallyOpen | MeasurementLocation attributes moved to parent PowerSystemResource
MeasurementLocation | MeasurementLocation | farNodeNormallyOpen | MultiSectionLineGroup | ScadaDeviceObject | farNormallyOpen | MeasurementLocation attributes moved to parent PowerSystemResource
MeasurementLocation | MeasurementLocation | farNodeNormallyOpen | NonConformLoad | ScadaDeviceObject | farNormallyOpen | MeasurementLocation attributes moved to parent PowerSystemResource
MeasurementLocation | MeasurementLocation | farNodeNormallyOpen | NuclearGeneratingUnit | ScadaDeviceObject | farNormallyOpen | MeasurementLocation attributes moved to parent PowerSystemResource
MeasurementLocation | MeasurementLocation | farNodeNormallyOpen | PhaseTapChangerLinear | ScadaDeviceObject | farNormallyOpen | MeasurementLocation attributes moved to parent PowerSystemResource
MeasurementLocation | MeasurementLocation | farNodeNormallyOpen | PowerTransformer | ScadaDeviceObject | farNormallyOpen | MeasurementLocation attributes moved to parent PowerSystemResource
MeasurementLocation | MeasurementLocation | farNodeNormallyOpen | PowerTransformerEnd | ScadaDeviceObject | farNormallyOpen | MeasurementLocation attributes moved to parent PowerSystemResource
MeasurementLocation | MeasurementLocation | farNodeNormallyOpen | RatioTapChanger | ScadaDeviceObject | farNormallyOpen | MeasurementLocation attributes moved to parent PowerSystemResource
MeasurementLocation | MeasurementLocation | farNodeNormallyOpen | RegulatingControl | ScadaDeviceObject | farNormallyOpen | MeasurementLocation attributes moved to parent PowerSystemResource
MeasurementLocation | MeasurementLocation | farNodeNormallyOpen | RemedialActionScheme | ScadaDeviceObject | farNormallyOpen | MeasurementLocation attributes moved to parent PowerSystemResource
MeasurementLocation | MeasurementLocation | farNodeNormallyOpen | RemoteUnit | ScadaDeviceObject | farNormallyOpen | MeasurementLocation attributes moved to parent PowerSystemResource
MeasurementLocation | MeasurementLocation | farNodeNormallyOpen | ResourceController | ScadaDeviceObject | farNormallyOpen | MeasurementLocation attributes moved to parent PowerSystemResource
MeasurementLocation | MeasurementLocation | farNodeNormallyOpen | SeriesCompensator | ScadaDeviceObject | farNormallyOpen | MeasurementLocation attributes moved to parent PowerSystemResource
MeasurementLocation | MeasurementLocation | farNodeNormallyOpen | ShuntCompensatorAlt | ScadaDeviceObject | farNormallyOpen | MeasurementLocation attributes moved to parent PowerSystemResource
MeasurementLocation | MeasurementLocation | farNodeNormallyOpen | SolarGeneratingUnit | ScadaDeviceObject | farNormallyOpen | MeasurementLocation attributes moved to parent PowerSystemResource
MeasurementLocation | MeasurementLocation | farNodeNormallyOpen | SpecialMessagingScheme | ScadaDeviceObject | farNormallyOpen | MeasurementLocation attributes moved to parent PowerSystemResource
MeasurementLocation | MeasurementLocation | farNodeNormallyOpen | StaticVarCompensator | ScadaDeviceObject | farNormallyOpen | MeasurementLocation attributes moved to parent PowerSystemResource
MeasurementLocation | MeasurementLocation | farNodeNormallyOpen | Substation | ScadaDeviceObject | farNormallyOpen | MeasurementLocation attributes moved to parent PowerSystemResource
MeasurementLocation | MeasurementLocation | farNodeNormallyOpen | SynchrocheckRelay | ScadaDeviceObject | farNormallyOpen | MeasurementLocation attributes moved to parent PowerSystemResource
MeasurementLocation | MeasurementLocation | farNodeNormallyOpen | SynchronousCondenser | ScadaDeviceObject | farNormallyOpen | MeasurementLocation attributes moved to parent PowerSystemResource
MeasurementLocation | MeasurementLocation | farNodeNormallyOpen | SynchronousMachine | ScadaDeviceObject | farNormallyOpen | MeasurementLocation attributes moved to parent PowerSystemResource
MeasurementLocation | MeasurementLocation | farNodeNormallyOpen | TapChangerAlt | ScadaDeviceObject | farNormallyOpen | MeasurementLocation attributes moved to parent PowerSystemResource
MeasurementLocation | MeasurementLocation | farNodeNormallyOpen | TapChangerControl | ScadaDeviceObject | farNormallyOpen | MeasurementLocation attributes moved to parent PowerSystemResource
MeasurementLocation | MeasurementLocation | farNodeNormallyOpen | ThermalGeneratingUnit | ScadaDeviceObject | farNormallyOpen | MeasurementLocation attributes moved to parent PowerSystemResource
MeasurementLocation | MeasurementLocation | farNodeNormallyOpen | VoltageLevel | ScadaDeviceObject | farNormallyOpen | MeasurementLocation attributes moved to parent PowerSystemResource
MeasurementLocation | MeasurementLocation | farNodeNormallyOpen | VoltageRelay | ScadaDeviceObject | farNormallyOpen | MeasurementLocation attributes moved to parent PowerSystemResource
MeasurementLocation | MeasurementLocation | farNodeNormallyOpen | WeatherStation | ScadaDeviceObject | farNormallyOpen | MeasurementLocation attributes moved to parent PowerSystemResource
MeasurementLocation | MeasurementLocation | farNodeNormallyOpen | WindGeneratingUnit | ScadaDeviceObject | farNormallyOpen | MeasurementLocation attributes moved to parent PowerSystemResource
MeasurementLocation | MeasurementLocation | farStation | ACLineSegment | ScadaDeviceObject | farStation | MeasurementLocation attributes moved to parent PowerSystemResource
MeasurementLocation | MeasurementLocation | farStation | Bay | ScadaDeviceObject | farStation | MeasurementLocation attributes moved to parent PowerSystemResource
MeasurementLocation | MeasurementLocation | farStation | Breaker | ScadaDeviceObject | farStation | MeasurementLocation attributes moved to parent PowerSystemResource
MeasurementLocation | MeasurementLocation | farStation | BusbarSection | ScadaDeviceObject | farStation | MeasurementLocation attributes moved to parent PowerSystemResource
MeasurementLocation | MeasurementLocation | farStation | CombinedCycleConfiguration | ScadaDeviceObject | farStation | MeasurementLocation attributes moved to parent PowerSystemResource
MeasurementLocation | MeasurementLocation | farStation | CombinedCyclePlant | ScadaDeviceObject | farStation | MeasurementLocation attributes moved to parent PowerSystemResource
MeasurementLocation | MeasurementLocation | farStation | ConformLoad | ScadaDeviceObject | farStation | MeasurementLocation attributes moved to parent PowerSystemResource
MeasurementLocation | MeasurementLocation | farStation | ControllableLoadResource | ScadaDeviceObject | farStation | MeasurementLocation attributes moved to parent PowerSystemResource
MeasurementLocation | MeasurementLocation | farStation | Disconnector | ScadaDeviceObject | farStation | MeasurementLocation attributes moved to parent PowerSystemResource
MeasurementLocation | MeasurementLocation | farStation | DistributionGeneration | ScadaDeviceObject | farStation | MeasurementLocation attributes moved to parent PowerSystemResource
MeasurementLocation | MeasurementLocation | farStation | ElectricalBus | ScadaDeviceObject | farStation | MeasurementLocation attributes moved to parent PowerSystemResource
MeasurementLocation | MeasurementLocation | farStation | EndCap | ScadaDeviceObject | farStation | MeasurementLocation attributes moved to parent PowerSystemResource
MeasurementLocation | MeasurementLocation | farStation | EnergyProducerResourceMeter | ScadaDeviceObject | farStation | MeasurementLocation attributes moved to parent PowerSystemResource
MeasurementLocation | MeasurementLocation | farStation | FrequencyRelay | ScadaDeviceObject | farStation | MeasurementLocation attributes moved to parent PowerSystemResource
MeasurementLocation | MeasurementLocation | farStation | GenericEquipment | ScadaDeviceObject | farStation | MeasurementLocation attributes moved to parent PowerSystemResource
MeasurementLocation | MeasurementLocation | farStation | GenericTransConstraint | ScadaDeviceObject | farStation | MeasurementLocation attributes moved to parent PowerSystemResource
MeasurementLocation | MeasurementLocation | farStation | GenericUnderfrequencyRelay | ScadaDeviceObject | farStation | MeasurementLocation attributes moved to parent PowerSystemResource
MeasurementLocation | MeasurementLocation | farStation | GroundDisconnector | ScadaDeviceObject | farStation | MeasurementLocation attributes moved to parent PowerSystemResource
MeasurementLocation | MeasurementLocation | farStation | HostControlArea | ScadaDeviceObject | farStation | MeasurementLocation attributes moved to parent PowerSystemResource
MeasurementLocation | MeasurementLocation | farStation | HydroGeneratingUnit | ScadaDeviceObject | farStation | MeasurementLocation attributes moved to parent PowerSystemResource
MeasurementLocation | MeasurementLocation | farStation | Line | ScadaDeviceObject | farStation | MeasurementLocation attributes moved to parent PowerSystemResource
MeasurementLocation | MeasurementLocation | farStation | LinearShuntCompensator | ScadaDeviceObject | farStation | MeasurementLocation attributes moved to parent PowerSystemResource
MeasurementLocation | MeasurementLocation | farStation | LoadResource | ScadaDeviceObject | farStation | MeasurementLocation attributes moved to parent PowerSystemResource
MeasurementLocation | MeasurementLocation | farStation | MeteorologicalStation | ScadaDeviceObject | farStation | MeasurementLocation attributes moved to parent PowerSystemResource
MeasurementLocation | MeasurementLocation | farStation | MondoSolarGeneratingUnit | ScadaDeviceObject | farStation | MeasurementLocation attributes moved to parent PowerSystemResource
MeasurementLocation | MeasurementLocation | farStation | MondoWindGeneratingUnit | ScadaDeviceObject | farStation | MeasurementLocation attributes moved to parent PowerSystemResource
MeasurementLocation | MeasurementLocation | farStation | MultiSectionLineGroup | ScadaDeviceObject | farStation | MeasurementLocation attributes moved to parent PowerSystemResource
MeasurementLocation | MeasurementLocation | farStation | NonConformLoad | ScadaDeviceObject | farStation | MeasurementLocation attributes moved to parent PowerSystemResource
MeasurementLocation | MeasurementLocation | farStation | NuclearGeneratingUnit | ScadaDeviceObject | farStation | MeasurementLocation attributes moved to parent PowerSystemResource
MeasurementLocation | MeasurementLocation | farStation | PhaseTapChangerLinear | ScadaDeviceObject | farStation | MeasurementLocation attributes moved to parent PowerSystemResource
MeasurementLocation | MeasurementLocation | farStation | PowerTransformer | ScadaDeviceObject | farStation | MeasurementLocation attributes moved to parent PowerSystemResource
MeasurementLocation | MeasurementLocation | farStation | PowerTransformerEnd | ScadaDeviceObject | farStation | MeasurementLocation attributes moved to parent PowerSystemResource
MeasurementLocation | MeasurementLocation | farStation | RatioTapChanger | ScadaDeviceObject | farStation | MeasurementLocation attributes moved to parent PowerSystemResource
MeasurementLocation | MeasurementLocation | farStation | RegulatingControl | ScadaDeviceObject | farStation | MeasurementLocation attributes moved to parent PowerSystemResource
MeasurementLocation | MeasurementLocation | farStation | RemedialActionScheme | ScadaDeviceObject | farStation | MeasurementLocation attributes moved to parent PowerSystemResource
MeasurementLocation | MeasurementLocation | farStation | RemoteUnit | ScadaDeviceObject | farStation | MeasurementLocation attributes moved to parent PowerSystemResource
MeasurementLocation | MeasurementLocation | farStation | ResourceController | ScadaDeviceObject | farStation | MeasurementLocation attributes moved to parent PowerSystemResource
MeasurementLocation | MeasurementLocation | farStation | SeriesCompensator | ScadaDeviceObject | farStation | MeasurementLocation attributes moved to parent PowerSystemResource
MeasurementLocation | MeasurementLocation | farStation | ShuntCompensatorAlt | ScadaDeviceObject | farStation | MeasurementLocation attributes moved to parent PowerSystemResource
MeasurementLocation | MeasurementLocation | farStation | SolarGeneratingUnit | ScadaDeviceObject | farStation | MeasurementLocation attributes moved to parent PowerSystemResource
MeasurementLocation | MeasurementLocation | farStation | SpecialMessagingScheme | ScadaDeviceObject | farStation | MeasurementLocation attributes moved to parent PowerSystemResource
MeasurementLocation | MeasurementLocation | farStation | StaticVarCompensator | ScadaDeviceObject | farStation | MeasurementLocation attributes moved to parent PowerSystemResource
MeasurementLocation | MeasurementLocation | farStation | Substation | ScadaDeviceObject | farStation | MeasurementLocation attributes moved to parent PowerSystemResource
MeasurementLocation | MeasurementLocation | farStation | SynchrocheckRelay | ScadaDeviceObject | farStation | MeasurementLocation attributes moved to parent PowerSystemResource
MeasurementLocation | MeasurementLocation | farStation | SynchronousCondenser | ScadaDeviceObject | farStation | MeasurementLocation attributes moved to parent PowerSystemResource
MeasurementLocation | MeasurementLocation | farStation | SynchronousMachine | ScadaDeviceObject | farStation | MeasurementLocation attributes moved to parent PowerSystemResource
MeasurementLocation | MeasurementLocation | farStation | TapChangerAlt | ScadaDeviceObject | farStation | MeasurementLocation attributes moved to parent PowerSystemResource
MeasurementLocation | MeasurementLocation | farStation | TapChangerControl | ScadaDeviceObject | farStation | MeasurementLocation attributes moved to parent PowerSystemResource
MeasurementLocation | MeasurementLocation | farStation | ThermalGeneratingUnit | ScadaDeviceObject | farStation | MeasurementLocation attributes moved to parent PowerSystemResource
MeasurementLocation | MeasurementLocation | farStation | VoltageLevel | ScadaDeviceObject | farStation | MeasurementLocation attributes moved to parent PowerSystemResource
MeasurementLocation | MeasurementLocation | farStation | VoltageRelay | ScadaDeviceObject | farStation | MeasurementLocation attributes moved to parent PowerSystemResource
MeasurementLocation | MeasurementLocation | farStation | WeatherStation | ScadaDeviceObject | farStation | MeasurementLocation attributes moved to parent PowerSystemResource
MeasurementLocation | MeasurementLocation | farStation | WindGeneratingUnit | ScadaDeviceObject | farStation | MeasurementLocation attributes moved to parent PowerSystemResource
MeasurementLocation | MeasurementLocation | inhibitAbnormalForAlarm | ACLineSegment | AlarmableObject | inhibitAbnormalForAlarm | MeasurementLocation attributes moved to parent PowerSystemResource
MeasurementLocation | MeasurementLocation | inhibitAbnormalForAlarm | Bay | AlarmableObject | inhibitAbnormalForAlarm | MeasurementLocation attributes moved to parent PowerSystemResource
MeasurementLocation | MeasurementLocation | inhibitAbnormalForAlarm | Breaker | AlarmableObject | inhibitAbnormalForAlarm | MeasurementLocation attributes moved to parent PowerSystemResource
MeasurementLocation | MeasurementLocation | inhibitAbnormalForAlarm | BusbarSection | AlarmableObject | inhibitAbnormalForAlarm | MeasurementLocation attributes moved to parent PowerSystemResource
MeasurementLocation | MeasurementLocation | inhibitAbnormalForAlarm | CombinedCycleConfiguration | AlarmableObject | inhibitAbnormalForAlarm | MeasurementLocation attributes moved to parent PowerSystemResource
MeasurementLocation | MeasurementLocation | inhibitAbnormalForAlarm | CombinedCyclePlant | AlarmableObject | inhibitAbnormalForAlarm | MeasurementLocation attributes moved to parent PowerSystemResource
MeasurementLocation | MeasurementLocation | inhibitAbnormalForAlarm | ConformLoad | AlarmableObject | inhibitAbnormalForAlarm | MeasurementLocation attributes moved to parent PowerSystemResource
MeasurementLocation | MeasurementLocation | inhibitAbnormalForAlarm | ControllableLoadResource | AlarmableObject | inhibitAbnormalForAlarm | MeasurementLocation attributes moved to parent PowerSystemResource
MeasurementLocation | MeasurementLocation | inhibitAbnormalForAlarm | Disconnector | AlarmableObject | inhibitAbnormalForAlarm | MeasurementLocation attributes moved to parent PowerSystemResource
MeasurementLocation | MeasurementLocation | inhibitAbnormalForAlarm | DistributionGeneration | AlarmableObject | inhibitAbnormalForAlarm | MeasurementLocation attributes moved to parent PowerSystemResource
MeasurementLocation | MeasurementLocation | inhibitAbnormalForAlarm | ElectricalBus | AlarmableObject | inhibitAbnormalForAlarm | MeasurementLocation attributes moved to parent PowerSystemResource
MeasurementLocation | MeasurementLocation | inhibitAbnormalForAlarm | EndCap | AlarmableObject | inhibitAbnormalForAlarm | MeasurementLocation attributes moved to parent PowerSystemResource
MeasurementLocation | MeasurementLocation | inhibitAbnormalForAlarm | EnergyProducerResourceMeter | AlarmableObject | inhibitAbnormalForAlarm | MeasurementLocation attributes moved to parent PowerSystemResource
MeasurementLocation | MeasurementLocation | inhibitAbnormalForAlarm | FrequencyRelay | AlarmableObject | inhibitAbnormalForAlarm | MeasurementLocation attributes moved to parent PowerSystemResource
MeasurementLocation | MeasurementLocation | inhibitAbnormalForAlarm | GenericEquipment | AlarmableObject | inhibitAbnormalForAlarm | MeasurementLocation attributes moved to parent PowerSystemResource
MeasurementLocation | MeasurementLocation | inhibitAbnormalForAlarm | GenericTransConstraint | AlarmableObject | inhibitAbnormalForAlarm | MeasurementLocation attributes moved to parent PowerSystemResource
MeasurementLocation | MeasurementLocation | inhibitAbnormalForAlarm | GenericUnderfrequencyRelay | AlarmableObject | inhibitAbnormalForAlarm | MeasurementLocation attributes moved to parent PowerSystemResource
MeasurementLocation | MeasurementLocation | inhibitAbnormalForAlarm | GroundDisconnector | AlarmableObject | inhibitAbnormalForAlarm | MeasurementLocation attributes moved to parent PowerSystemResource
MeasurementLocation | MeasurementLocation | inhibitAbnormalForAlarm | HostControlArea | AlarmableObject | inhibitAbnormalForAlarm | MeasurementLocation attributes moved to parent PowerSystemResource
MeasurementLocation | MeasurementLocation | inhibitAbnormalForAlarm | HydroGeneratingUnit | AlarmableObject | inhibitAbnormalForAlarm | MeasurementLocation attributes moved to parent PowerSystemResource
MeasurementLocation | MeasurementLocation | inhibitAbnormalForAlarm | Line | AlarmableObject | inhibitAbnormalForAlarm | MeasurementLocation attributes moved to parent PowerSystemResource
MeasurementLocation | MeasurementLocation | inhibitAbnormalForAlarm | LinearShuntCompensator | AlarmableObject | inhibitAbnormalForAlarm | MeasurementLocation attributes moved to parent PowerSystemResource
MeasurementLocation | MeasurementLocation | inhibitAbnormalForAlarm | LoadResource | AlarmableObject | inhibitAbnormalForAlarm | MeasurementLocation attributes moved to parent PowerSystemResource
MeasurementLocation | MeasurementLocation | inhibitAbnormalForAlarm | MeteorologicalStation | AlarmableObject | inhibitAbnormalForAlarm | MeasurementLocation attributes moved to parent PowerSystemResource
MeasurementLocation | MeasurementLocation | inhibitAbnormalForAlarm | MondoSolarGeneratingUnit | AlarmableObject | inhibitAbnormalForAlarm | MeasurementLocation attributes moved to parent PowerSystemResource
MeasurementLocation | MeasurementLocation | inhibitAbnormalForAlarm | MondoWindGeneratingUnit | AlarmableObject | inhibitAbnormalForAlarm | MeasurementLocation attributes moved to parent PowerSystemResource
MeasurementLocation | MeasurementLocation | inhibitAbnormalForAlarm | MultiSectionLineGroup | AlarmableObject | inhibitAbnormalForAlarm | MeasurementLocation attributes moved to parent PowerSystemResource
MeasurementLocation | MeasurementLocation | inhibitAbnormalForAlarm | NonConformLoad | AlarmableObject | inhibitAbnormalForAlarm | MeasurementLocation attributes moved to parent PowerSystemResource
MeasurementLocation | MeasurementLocation | inhibitAbnormalForAlarm | NuclearGeneratingUnit | AlarmableObject | inhibitAbnormalForAlarm | MeasurementLocation attributes moved to parent PowerSystemResource
MeasurementLocation | MeasurementLocation | inhibitAbnormalForAlarm | PhaseTapChangerLinear | AlarmableObject | inhibitAbnormalForAlarm | MeasurementLocation attributes moved to parent PowerSystemResource
MeasurementLocation | MeasurementLocation | inhibitAbnormalForAlarm | PowerTransformer | AlarmableObject | inhibitAbnormalForAlarm | MeasurementLocation attributes moved to parent PowerSystemResource
MeasurementLocation | MeasurementLocation | inhibitAbnormalForAlarm | PowerTransformerEnd | AlarmableObject | inhibitAbnormalForAlarm | MeasurementLocation attributes moved to parent PowerSystemResource
MeasurementLocation | MeasurementLocation | inhibitAbnormalForAlarm | RatioTapChanger | AlarmableObject | inhibitAbnormalForAlarm | MeasurementLocation attributes moved to parent PowerSystemResource
MeasurementLocation | MeasurementLocation | inhibitAbnormalForAlarm | RegulatingControl | AlarmableObject | inhibitAbnormalForAlarm | MeasurementLocation attributes moved to parent PowerSystemResource
MeasurementLocation | MeasurementLocation | inhibitAbnormalForAlarm | RemedialActionScheme | AlarmableObject | inhibitAbnormalForAlarm | MeasurementLocation attributes moved to parent PowerSystemResource
MeasurementLocation | MeasurementLocation | inhibitAbnormalForAlarm | RemoteUnit | AlarmableObject | inhibitAbnormalForAlarm | MeasurementLocation attributes moved to parent PowerSystemResource
MeasurementLocation | MeasurementLocation | inhibitAbnormalForAlarm | ResourceController | AlarmableObject | inhibitAbnormalForAlarm | MeasurementLocation attributes moved to parent PowerSystemResource
MeasurementLocation | MeasurementLocation | inhibitAbnormalForAlarm | SeriesCompensator | AlarmableObject | inhibitAbnormalForAlarm | MeasurementLocation attributes moved to parent PowerSystemResource
MeasurementLocation | MeasurementLocation | inhibitAbnormalForAlarm | ShuntCompensatorAlt | AlarmableObject | inhibitAbnormalForAlarm | MeasurementLocation attributes moved to parent PowerSystemResource
MeasurementLocation | MeasurementLocation | inhibitAbnormalForAlarm | SolarGeneratingUnit | AlarmableObject | inhibitAbnormalForAlarm | MeasurementLocation attributes moved to parent PowerSystemResource
MeasurementLocation | MeasurementLocation | inhibitAbnormalForAlarm | SpecialMessagingScheme | AlarmableObject | inhibitAbnormalForAlarm | MeasurementLocation attributes moved to parent PowerSystemResource
MeasurementLocation | MeasurementLocation | inhibitAbnormalForAlarm | StaticVarCompensator | AlarmableObject | inhibitAbnormalForAlarm | MeasurementLocation attributes moved to parent PowerSystemResource
MeasurementLocation | MeasurementLocation | inhibitAbnormalForAlarm | SynchrocheckRelay | AlarmableObject | inhibitAbnormalForAlarm | MeasurementLocation attributes moved to parent PowerSystemResource
MeasurementLocation | MeasurementLocation | inhibitAbnormalForAlarm | SynchronousCondenser | AlarmableObject | inhibitAbnormalForAlarm | MeasurementLocation attributes moved to parent PowerSystemResource
MeasurementLocation | MeasurementLocation | inhibitAbnormalForAlarm | SynchronousMachine | AlarmableObject | inhibitAbnormalForAlarm | MeasurementLocation attributes moved to parent PowerSystemResource
MeasurementLocation | MeasurementLocation | inhibitAbnormalForAlarm | TapChangerAlt | AlarmableObject | inhibitAbnormalForAlarm | MeasurementLocation attributes moved to parent PowerSystemResource
MeasurementLocation | MeasurementLocation | inhibitAbnormalForAlarm | TapChangerControl | AlarmableObject | inhibitAbnormalForAlarm | MeasurementLocation attributes moved to parent PowerSystemResource
MeasurementLocation | MeasurementLocation | inhibitAbnormalForAlarm | ThermalGeneratingUnit | AlarmableObject | inhibitAbnormalForAlarm | MeasurementLocation attributes moved to parent PowerSystemResource
MeasurementLocation | MeasurementLocation | inhibitAbnormalForAlarm | VoltageLevel | AlarmableObject | inhibitAbnormalForAlarm | MeasurementLocation attributes moved to parent PowerSystemResource
MeasurementLocation | MeasurementLocation | inhibitAbnormalForAlarm | VoltageRelay | AlarmableObject | inhibitAbnormalForAlarm | MeasurementLocation attributes moved to parent PowerSystemResource
MeasurementLocation | MeasurementLocation | inhibitAbnormalForAlarm | WeatherStation | AlarmableObject | inhibitAbnormalForAlarm | MeasurementLocation attributes moved to parent PowerSystemResource
MeasurementLocation | MeasurementLocation | inhibitAbnormalForAlarm | WindGeneratingUnit | AlarmableObject | inhibitAbnormalForAlarm | MeasurementLocation attributes moved to parent PowerSystemResource
MeasurementLocation | MeasurementLocation | inhibitAbnormalForSCADA | ACLineSegment | AlarmableObject | inhibitAbnormalForSCADA | MeasurementLocation attributes moved to parent PowerSystemResource
MeasurementLocation | MeasurementLocation | inhibitAbnormalForSCADA | Bay | AlarmableObject | inhibitAbnormalForSCADA | MeasurementLocation attributes moved to parent PowerSystemResource
MeasurementLocation | MeasurementLocation | inhibitAbnormalForSCADA | Breaker | AlarmableObject | inhibitAbnormalForSCADA | MeasurementLocation attributes moved to parent PowerSystemResource
MeasurementLocation | MeasurementLocation | inhibitAbnormalForSCADA | BusbarSection | AlarmableObject | inhibitAbnormalForSCADA | MeasurementLocation attributes moved to parent PowerSystemResource
MeasurementLocation | MeasurementLocation | inhibitAbnormalForSCADA | CombinedCycleConfiguration | AlarmableObject | inhibitAbnormalForSCADA | MeasurementLocation attributes moved to parent PowerSystemResource
MeasurementLocation | MeasurementLocation | inhibitAbnormalForSCADA | CombinedCyclePlant | AlarmableObject | inhibitAbnormalForSCADA | MeasurementLocation attributes moved to parent PowerSystemResource
MeasurementLocation | MeasurementLocation | inhibitAbnormalForSCADA | ConformLoad | AlarmableObject | inhibitAbnormalForSCADA | MeasurementLocation attributes moved to parent PowerSystemResource
MeasurementLocation | MeasurementLocation | inhibitAbnormalForSCADA | ControllableLoadResource | AlarmableObject | inhibitAbnormalForSCADA | MeasurementLocation attributes moved to parent PowerSystemResource
MeasurementLocation | MeasurementLocation | inhibitAbnormalForSCADA | Disconnector | AlarmableObject | inhibitAbnormalForSCADA | MeasurementLocation attributes moved to parent PowerSystemResource
MeasurementLocation | MeasurementLocation | inhibitAbnormalForSCADA | DistributionGeneration | AlarmableObject | inhibitAbnormalForSCADA | MeasurementLocation attributes moved to parent PowerSystemResource
MeasurementLocation | MeasurementLocation | inhibitAbnormalForSCADA | ElectricalBus | AlarmableObject | inhibitAbnormalForSCADA | MeasurementLocation attributes moved to parent PowerSystemResource
MeasurementLocation | MeasurementLocation | inhibitAbnormalForSCADA | EndCap | AlarmableObject | inhibitAbnormalForSCADA | MeasurementLocation attributes moved to parent PowerSystemResource
MeasurementLocation | MeasurementLocation | inhibitAbnormalForSCADA | EnergyProducerResourceMeter | AlarmableObject | inhibitAbnormalForSCADA | MeasurementLocation attributes moved to parent PowerSystemResource
MeasurementLocation | MeasurementLocation | inhibitAbnormalForSCADA | FrequencyRelay | AlarmableObject | inhibitAbnormalForSCADA | MeasurementLocation attributes moved to parent PowerSystemResource
MeasurementLocation | MeasurementLocation | inhibitAbnormalForSCADA | GenericEquipment | AlarmableObject | inhibitAbnormalForSCADA | MeasurementLocation attributes moved to parent PowerSystemResource
MeasurementLocation | MeasurementLocation | inhibitAbnormalForSCADA | GenericTransConstraint | AlarmableObject | inhibitAbnormalForSCADA | MeasurementLocation attributes moved to parent PowerSystemResource
MeasurementLocation | MeasurementLocation | inhibitAbnormalForSCADA | GenericUnderfrequencyRelay | AlarmableObject | inhibitAbnormalForSCADA | MeasurementLocation attributes moved to parent PowerSystemResource
MeasurementLocation | MeasurementLocation | inhibitAbnormalForSCADA | GroundDisconnector | AlarmableObject | inhibitAbnormalForSCADA | MeasurementLocation attributes moved to parent PowerSystemResource
MeasurementLocation | MeasurementLocation | inhibitAbnormalForSCADA | HostControlArea | AlarmableObject | inhibitAbnormalForSCADA | MeasurementLocation attributes moved to parent PowerSystemResource
MeasurementLocation | MeasurementLocation | inhibitAbnormalForSCADA | HydroGeneratingUnit | AlarmableObject | inhibitAbnormalForSCADA | MeasurementLocation attributes moved to parent PowerSystemResource
MeasurementLocation | MeasurementLocation | inhibitAbnormalForSCADA | Line | AlarmableObject | inhibitAbnormalForSCADA | MeasurementLocation attributes moved to parent PowerSystemResource
MeasurementLocation | MeasurementLocation | inhibitAbnormalForSCADA | LinearShuntCompensator | AlarmableObject | inhibitAbnormalForSCADA | MeasurementLocation attributes moved to parent PowerSystemResource
MeasurementLocation | MeasurementLocation | inhibitAbnormalForSCADA | LoadResource | AlarmableObject | inhibitAbnormalForSCADA | MeasurementLocation attributes moved to parent PowerSystemResource
MeasurementLocation | MeasurementLocation | inhibitAbnormalForSCADA | MeteorologicalStation | AlarmableObject | inhibitAbnormalForSCADA | MeasurementLocation attributes moved to parent PowerSystemResource
MeasurementLocation | MeasurementLocation | inhibitAbnormalForSCADA | MondoSolarGeneratingUnit | AlarmableObject | inhibitAbnormalForSCADA | MeasurementLocation attributes moved to parent PowerSystemResource
MeasurementLocation | MeasurementLocation | inhibitAbnormalForSCADA | MondoWindGeneratingUnit | AlarmableObject | inhibitAbnormalForSCADA | MeasurementLocation attributes moved to parent PowerSystemResource
MeasurementLocation | MeasurementLocation | inhibitAbnormalForSCADA | MultiSectionLineGroup | AlarmableObject | inhibitAbnormalForSCADA | MeasurementLocation attributes moved to parent PowerSystemResource
MeasurementLocation | MeasurementLocation | inhibitAbnormalForSCADA | NonConformLoad | AlarmableObject | inhibitAbnormalForSCADA | MeasurementLocation attributes moved to parent PowerSystemResource
MeasurementLocation | MeasurementLocation | inhibitAbnormalForSCADA | NuclearGeneratingUnit | AlarmableObject | inhibitAbnormalForSCADA | MeasurementLocation attributes moved to parent PowerSystemResource
MeasurementLocation | MeasurementLocation | inhibitAbnormalForSCADA | PhaseTapChangerLinear | AlarmableObject | inhibitAbnormalForSCADA | MeasurementLocation attributes moved to parent PowerSystemResource
MeasurementLocation | MeasurementLocation | inhibitAbnormalForSCADA | PowerTransformer | AlarmableObject | inhibitAbnormalForSCADA | MeasurementLocation attributes moved to parent PowerSystemResource
MeasurementLocation | MeasurementLocation | inhibitAbnormalForSCADA | PowerTransformerEnd | AlarmableObject | inhibitAbnormalForSCADA | MeasurementLocation attributes moved to parent PowerSystemResource
MeasurementLocation | MeasurementLocation | inhibitAbnormalForSCADA | RatioTapChanger | AlarmableObject | inhibitAbnormalForSCADA | MeasurementLocation attributes moved to parent PowerSystemResource
MeasurementLocation | MeasurementLocation | inhibitAbnormalForSCADA | RegulatingControl | AlarmableObject | inhibitAbnormalForSCADA | MeasurementLocation attributes moved to parent PowerSystemResource
MeasurementLocation | MeasurementLocation | inhibitAbnormalForSCADA | RemedialActionScheme | AlarmableObject | inhibitAbnormalForSCADA | MeasurementLocation attributes moved to parent PowerSystemResource
MeasurementLocation | MeasurementLocation | inhibitAbnormalForSCADA | RemoteUnit | AlarmableObject | inhibitAbnormalForSCADA | MeasurementLocation attributes moved to parent PowerSystemResource
MeasurementLocation | MeasurementLocation | inhibitAbnormalForSCADA | ResourceController | AlarmableObject | inhibitAbnormalForSCADA | MeasurementLocation attributes moved to parent PowerSystemResource
MeasurementLocation | MeasurementLocation | inhibitAbnormalForSCADA | SeriesCompensator | AlarmableObject | inhibitAbnormalForSCADA | MeasurementLocation attributes moved to parent PowerSystemResource
MeasurementLocation | MeasurementLocation | inhibitAbnormalForSCADA | ShuntCompensatorAlt | AlarmableObject | inhibitAbnormalForSCADA | MeasurementLocation attributes moved to parent PowerSystemResource
MeasurementLocation | MeasurementLocation | inhibitAbnormalForSCADA | SolarGeneratingUnit | AlarmableObject | inhibitAbnormalForSCADA | MeasurementLocation attributes moved to parent PowerSystemResource
MeasurementLocation | MeasurementLocation | inhibitAbnormalForSCADA | SpecialMessagingScheme | AlarmableObject | inhibitAbnormalForSCADA | MeasurementLocation attributes moved to parent PowerSystemResource
MeasurementLocation | MeasurementLocation | inhibitAbnormalForSCADA | StaticVarCompensator | AlarmableObject | inhibitAbnormalForSCADA | MeasurementLocation attributes moved to parent PowerSystemResource
MeasurementLocation | MeasurementLocation | inhibitAbnormalForSCADA | SynchrocheckRelay | AlarmableObject | inhibitAbnormalForSCADA | MeasurementLocation attributes moved to parent PowerSystemResource
MeasurementLocation | MeasurementLocation | inhibitAbnormalForSCADA | SynchronousCondenser | AlarmableObject | inhibitAbnormalForSCADA | MeasurementLocation attributes moved to parent PowerSystemResource
MeasurementLocation | MeasurementLocation | inhibitAbnormalForSCADA | SynchronousMachine | AlarmableObject | inhibitAbnormalForSCADA | MeasurementLocation attributes moved to parent PowerSystemResource
MeasurementLocation | MeasurementLocation | inhibitAbnormalForSCADA | TapChangerAlt | AlarmableObject | inhibitAbnormalForSCADA | MeasurementLocation attributes moved to parent PowerSystemResource
MeasurementLocation | MeasurementLocation | inhibitAbnormalForSCADA | TapChangerControl | AlarmableObject | inhibitAbnormalForSCADA | MeasurementLocation attributes moved to parent PowerSystemResource
MeasurementLocation | MeasurementLocation | inhibitAbnormalForSCADA | ThermalGeneratingUnit | AlarmableObject | inhibitAbnormalForSCADA | MeasurementLocation attributes moved to parent PowerSystemResource
MeasurementLocation | MeasurementLocation | inhibitAbnormalForSCADA | VoltageLevel | AlarmableObject | inhibitAbnormalForSCADA | MeasurementLocation attributes moved to parent PowerSystemResource
MeasurementLocation | MeasurementLocation | inhibitAbnormalForSCADA | VoltageRelay | AlarmableObject | inhibitAbnormalForSCADA | MeasurementLocation attributes moved to parent PowerSystemResource
MeasurementLocation | MeasurementLocation | inhibitAbnormalForSCADA | WeatherStation | AlarmableObject | inhibitAbnormalForSCADA | MeasurementLocation attributes moved to parent PowerSystemResource
MeasurementLocation | MeasurementLocation | inhibitAbnormalForSCADA | WindGeneratingUnit | AlarmableObject | inhibitAbnormalForSCADA | MeasurementLocation attributes moved to parent PowerSystemResource
MeasurementLocation | MeasurementLocation | inhibitAudibleTone | ACLineSegment | AlarmableObject | inhibitAudibleTone | MeasurementLocation attributes moved to parent PowerSystemResource
MeasurementLocation | MeasurementLocation | inhibitAudibleTone | Bay | AlarmableObject | inhibitAudibleTone | MeasurementLocation attributes moved to parent PowerSystemResource
MeasurementLocation | MeasurementLocation | inhibitAudibleTone | Breaker | AlarmableObject | inhibitAudibleTone | MeasurementLocation attributes moved to parent PowerSystemResource
MeasurementLocation | MeasurementLocation | inhibitAudibleTone | BusbarSection | AlarmableObject | inhibitAudibleTone | MeasurementLocation attributes moved to parent PowerSystemResource
MeasurementLocation | MeasurementLocation | inhibitAudibleTone | CombinedCycleConfiguration | AlarmableObject | inhibitAudibleTone | MeasurementLocation attributes moved to parent PowerSystemResource
MeasurementLocation | MeasurementLocation | inhibitAudibleTone | CombinedCyclePlant | AlarmableObject | inhibitAudibleTone | MeasurementLocation attributes moved to parent PowerSystemResource
MeasurementLocation | MeasurementLocation | inhibitAudibleTone | ConformLoad | AlarmableObject | inhibitAudibleTone | MeasurementLocation attributes moved to parent PowerSystemResource
MeasurementLocation | MeasurementLocation | inhibitAudibleTone | ControllableLoadResource | AlarmableObject | inhibitAudibleTone | MeasurementLocation attributes moved to parent PowerSystemResource
MeasurementLocation | MeasurementLocation | inhibitAudibleTone | Disconnector | AlarmableObject | inhibitAudibleTone | MeasurementLocation attributes moved to parent PowerSystemResource
MeasurementLocation | MeasurementLocation | inhibitAudibleTone | DistributionGeneration | AlarmableObject | inhibitAudibleTone | MeasurementLocation attributes moved to parent PowerSystemResource
MeasurementLocation | MeasurementLocation | inhibitAudibleTone | ElectricalBus | AlarmableObject | inhibitAudibleTone | MeasurementLocation attributes moved to parent PowerSystemResource
MeasurementLocation | MeasurementLocation | inhibitAudibleTone | EndCap | AlarmableObject | inhibitAudibleTone | MeasurementLocation attributes moved to parent PowerSystemResource
MeasurementLocation | MeasurementLocation | inhibitAudibleTone | EnergyProducerResourceMeter | AlarmableObject | inhibitAudibleTone | MeasurementLocation attributes moved to parent PowerSystemResource
MeasurementLocation | MeasurementLocation | inhibitAudibleTone | FrequencyRelay | AlarmableObject | inhibitAudibleTone | MeasurementLocation attributes moved to parent PowerSystemResource
MeasurementLocation | MeasurementLocation | inhibitAudibleTone | GenericEquipment | AlarmableObject | inhibitAudibleTone | MeasurementLocation attributes moved to parent PowerSystemResource
MeasurementLocation | MeasurementLocation | inhibitAudibleTone | GenericTransConstraint | AlarmableObject | inhibitAudibleTone | MeasurementLocation attributes moved to parent PowerSystemResource
MeasurementLocation | MeasurementLocation | inhibitAudibleTone | GenericUnderfrequencyRelay | AlarmableObject | inhibitAudibleTone | MeasurementLocation attributes moved to parent PowerSystemResource
MeasurementLocation | MeasurementLocation | inhibitAudibleTone | GroundDisconnector | AlarmableObject | inhibitAudibleTone | MeasurementLocation attributes moved to parent PowerSystemResource
MeasurementLocation | MeasurementLocation | inhibitAudibleTone | HostControlArea | AlarmableObject | inhibitAudibleTone | MeasurementLocation attributes moved to parent PowerSystemResource
MeasurementLocation | MeasurementLocation | inhibitAudibleTone | HydroGeneratingUnit | AlarmableObject | inhibitAudibleTone | MeasurementLocation attributes moved to parent PowerSystemResource
MeasurementLocation | MeasurementLocation | inhibitAudibleTone | Line | AlarmableObject | inhibitAudibleTone | MeasurementLocation attributes moved to parent PowerSystemResource
MeasurementLocation | MeasurementLocation | inhibitAudibleTone | LinearShuntCompensator | AlarmableObject | inhibitAudibleTone | MeasurementLocation attributes moved to parent PowerSystemResource
MeasurementLocation | MeasurementLocation | inhibitAudibleTone | LoadResource | AlarmableObject | inhibitAudibleTone | MeasurementLocation attributes moved to parent PowerSystemResource
MeasurementLocation | MeasurementLocation | inhibitAudibleTone | MeteorologicalStation | AlarmableObject | inhibitAudibleTone | MeasurementLocation attributes moved to parent PowerSystemResource
MeasurementLocation | MeasurementLocation | inhibitAudibleTone | MondoSolarGeneratingUnit | AlarmableObject | inhibitAudibleTone | MeasurementLocation attributes moved to parent PowerSystemResource
MeasurementLocation | MeasurementLocation | inhibitAudibleTone | MondoWindGeneratingUnit | AlarmableObject | inhibitAudibleTone | MeasurementLocation attributes moved to parent PowerSystemResource
MeasurementLocation | MeasurementLocation | inhibitAudibleTone | MultiSectionLineGroup | AlarmableObject | inhibitAudibleTone | MeasurementLocation attributes moved to parent PowerSystemResource
MeasurementLocation | MeasurementLocation | inhibitAudibleTone | NonConformLoad | AlarmableObject | inhibitAudibleTone | MeasurementLocation attributes moved to parent PowerSystemResource
MeasurementLocation | MeasurementLocation | inhibitAudibleTone | NuclearGeneratingUnit | AlarmableObject | inhibitAudibleTone | MeasurementLocation attributes moved to parent PowerSystemResource
MeasurementLocation | MeasurementLocation | inhibitAudibleTone | PhaseTapChangerLinear | AlarmableObject | inhibitAudibleTone | MeasurementLocation attributes moved to parent PowerSystemResource
MeasurementLocation | MeasurementLocation | inhibitAudibleTone | PowerTransformer | AlarmableObject | inhibitAudibleTone | MeasurementLocation attributes moved to parent PowerSystemResource
MeasurementLocation | MeasurementLocation | inhibitAudibleTone | PowerTransformerEnd | AlarmableObject | inhibitAudibleTone | MeasurementLocation attributes moved to parent PowerSystemResource
MeasurementLocation | MeasurementLocation | inhibitAudibleTone | RatioTapChanger | AlarmableObject | inhibitAudibleTone | MeasurementLocation attributes moved to parent PowerSystemResource
MeasurementLocation | MeasurementLocation | inhibitAudibleTone | RegulatingControl | AlarmableObject | inhibitAudibleTone | MeasurementLocation attributes moved to parent PowerSystemResource
MeasurementLocation | MeasurementLocation | inhibitAudibleTone | RemedialActionScheme | AlarmableObject | inhibitAudibleTone | MeasurementLocation attributes moved to parent PowerSystemResource
MeasurementLocation | MeasurementLocation | inhibitAudibleTone | RemoteUnit | AlarmableObject | inhibitAudibleTone | MeasurementLocation attributes moved to parent PowerSystemResource
MeasurementLocation | MeasurementLocation | inhibitAudibleTone | ResourceController | AlarmableObject | inhibitAudibleTone | MeasurementLocation attributes moved to parent PowerSystemResource
MeasurementLocation | MeasurementLocation | inhibitAudibleTone | SeriesCompensator | AlarmableObject | inhibitAudibleTone | MeasurementLocation attributes moved to parent PowerSystemResource
MeasurementLocation | MeasurementLocation | inhibitAudibleTone | ShuntCompensatorAlt | AlarmableObject | inhibitAudibleTone | MeasurementLocation attributes moved to parent PowerSystemResource
MeasurementLocation | MeasurementLocation | inhibitAudibleTone | SolarGeneratingUnit | AlarmableObject | inhibitAudibleTone | MeasurementLocation attributes moved to parent PowerSystemResource
MeasurementLocation | MeasurementLocation | inhibitAudibleTone | SpecialMessagingScheme | AlarmableObject | inhibitAudibleTone | MeasurementLocation attributes moved to parent PowerSystemResource
MeasurementLocation | MeasurementLocation | inhibitAudibleTone | StaticVarCompensator | AlarmableObject | inhibitAudibleTone | MeasurementLocation attributes moved to parent PowerSystemResource
MeasurementLocation | MeasurementLocation | inhibitAudibleTone | SynchrocheckRelay | AlarmableObject | inhibitAudibleTone | MeasurementLocation attributes moved to parent PowerSystemResource
MeasurementLocation | MeasurementLocation | inhibitAudibleTone | SynchronousCondenser | AlarmableObject | inhibitAudibleTone | MeasurementLocation attributes moved to parent PowerSystemResource
MeasurementLocation | MeasurementLocation | inhibitAudibleTone | SynchronousMachine | AlarmableObject | inhibitAudibleTone | MeasurementLocation attributes moved to parent PowerSystemResource
MeasurementLocation | MeasurementLocation | inhibitAudibleTone | TapChangerAlt | AlarmableObject | inhibitAudibleTone | MeasurementLocation attributes moved to parent PowerSystemResource
MeasurementLocation | MeasurementLocation | inhibitAudibleTone | TapChangerControl | AlarmableObject | inhibitAudibleTone | MeasurementLocation attributes moved to parent PowerSystemResource
MeasurementLocation | MeasurementLocation | inhibitAudibleTone | ThermalGeneratingUnit | AlarmableObject | inhibitAudibleTone | MeasurementLocation attributes moved to parent PowerSystemResource
MeasurementLocation | MeasurementLocation | inhibitAudibleTone | VoltageLevel | AlarmableObject | inhibitAudibleTone | MeasurementLocation attributes moved to parent PowerSystemResource
MeasurementLocation | MeasurementLocation | inhibitAudibleTone | VoltageRelay | AlarmableObject | inhibitAudibleTone | MeasurementLocation attributes moved to parent PowerSystemResource
MeasurementLocation | MeasurementLocation | inhibitAudibleTone | WeatherStation | AlarmableObject | inhibitAudibleTone | MeasurementLocation attributes moved to parent PowerSystemResource
MeasurementLocation | MeasurementLocation | inhibitAudibleTone | WindGeneratingUnit | AlarmableObject | inhibitAudibleTone | MeasurementLocation attributes moved to parent PowerSystemResource
MeasurementLocation | MeasurementLocation | inhibitLoggingAndAlarmList | ACLineSegment | AlarmableObject | inhibitLoggingAndAlarmList | MeasurementLocation attributes moved to parent PowerSystemResource
MeasurementLocation | MeasurementLocation | inhibitLoggingAndAlarmList | Bay | AlarmableObject | inhibitLoggingAndAlarmList | MeasurementLocation attributes moved to parent PowerSystemResource
MeasurementLocation | MeasurementLocation | inhibitLoggingAndAlarmList | Breaker | AlarmableObject | inhibitLoggingAndAlarmList | MeasurementLocation attributes moved to parent PowerSystemResource
MeasurementLocation | MeasurementLocation | inhibitLoggingAndAlarmList | BusbarSection | AlarmableObject | inhibitLoggingAndAlarmList | MeasurementLocation attributes moved to parent PowerSystemResource
MeasurementLocation | MeasurementLocation | inhibitLoggingAndAlarmList | CombinedCycleConfiguration | AlarmableObject | inhibitLoggingAndAlarmList | MeasurementLocation attributes moved to parent PowerSystemResource
MeasurementLocation | MeasurementLocation | inhibitLoggingAndAlarmList | CombinedCyclePlant | AlarmableObject | inhibitLoggingAndAlarmList | MeasurementLocation attributes moved to parent PowerSystemResource
MeasurementLocation | MeasurementLocation | inhibitLoggingAndAlarmList | ConformLoad | AlarmableObject | inhibitLoggingAndAlarmList | MeasurementLocation attributes moved to parent PowerSystemResource
MeasurementLocation | MeasurementLocation | inhibitLoggingAndAlarmList | ControllableLoadResource | AlarmableObject | inhibitLoggingAndAlarmList | MeasurementLocation attributes moved to parent PowerSystemResource
MeasurementLocation | MeasurementLocation | inhibitLoggingAndAlarmList | Disconnector | AlarmableObject | inhibitLoggingAndAlarmList | MeasurementLocation attributes moved to parent PowerSystemResource
MeasurementLocation | MeasurementLocation | inhibitLoggingAndAlarmList | DistributionGeneration | AlarmableObject | inhibitLoggingAndAlarmList | MeasurementLocation attributes moved to parent PowerSystemResource
MeasurementLocation | MeasurementLocation | inhibitLoggingAndAlarmList | ElectricalBus | AlarmableObject | inhibitLoggingAndAlarmList | MeasurementLocation attributes moved to parent PowerSystemResource
MeasurementLocation | MeasurementLocation | inhibitLoggingAndAlarmList | EndCap | AlarmableObject | inhibitLoggingAndAlarmList | MeasurementLocation attributes moved to parent PowerSystemResource
MeasurementLocation | MeasurementLocation | inhibitLoggingAndAlarmList | EnergyProducerResourceMeter | AlarmableObject | inhibitLoggingAndAlarmList | MeasurementLocation attributes moved to parent PowerSystemResource
MeasurementLocation | MeasurementLocation | inhibitLoggingAndAlarmList | FrequencyRelay | AlarmableObject | inhibitLoggingAndAlarmList | MeasurementLocation attributes moved to parent PowerSystemResource
MeasurementLocation | MeasurementLocation | inhibitLoggingAndAlarmList | GenericEquipment | AlarmableObject | inhibitLoggingAndAlarmList | MeasurementLocation attributes moved to parent PowerSystemResource
MeasurementLocation | MeasurementLocation | inhibitLoggingAndAlarmList | GenericTransConstraint | AlarmableObject | inhibitLoggingAndAlarmList | MeasurementLocation attributes moved to parent PowerSystemResource
MeasurementLocation | MeasurementLocation | inhibitLoggingAndAlarmList | GenericUnderfrequencyRelay | AlarmableObject | inhibitLoggingAndAlarmList | MeasurementLocation attributes moved to parent PowerSystemResource
MeasurementLocation | MeasurementLocation | inhibitLoggingAndAlarmList | GroundDisconnector | AlarmableObject | inhibitLoggingAndAlarmList | MeasurementLocation attributes moved to parent PowerSystemResource
MeasurementLocation | MeasurementLocation | inhibitLoggingAndAlarmList | HostControlArea | AlarmableObject | inhibitLoggingAndAlarmList | MeasurementLocation attributes moved to parent PowerSystemResource
MeasurementLocation | MeasurementLocation | inhibitLoggingAndAlarmList | HydroGeneratingUnit | AlarmableObject | inhibitLoggingAndAlarmList | MeasurementLocation attributes moved to parent PowerSystemResource
MeasurementLocation | MeasurementLocation | inhibitLoggingAndAlarmList | Line | AlarmableObject | inhibitLoggingAndAlarmList | MeasurementLocation attributes moved to parent PowerSystemResource
MeasurementLocation | MeasurementLocation | inhibitLoggingAndAlarmList | LinearShuntCompensator | AlarmableObject | inhibitLoggingAndAlarmList | MeasurementLocation attributes moved to parent PowerSystemResource
MeasurementLocation | MeasurementLocation | inhibitLoggingAndAlarmList | LoadResource | AlarmableObject | inhibitLoggingAndAlarmList | MeasurementLocation attributes moved to parent PowerSystemResource
MeasurementLocation | MeasurementLocation | inhibitLoggingAndAlarmList | MeteorologicalStation | AlarmableObject | inhibitLoggingAndAlarmList | MeasurementLocation attributes moved to parent PowerSystemResource
MeasurementLocation | MeasurementLocation | inhibitLoggingAndAlarmList | MondoSolarGeneratingUnit | AlarmableObject | inhibitLoggingAndAlarmList | MeasurementLocation attributes moved to parent PowerSystemResource
MeasurementLocation | MeasurementLocation | inhibitLoggingAndAlarmList | MondoWindGeneratingUnit | AlarmableObject | inhibitLoggingAndAlarmList | MeasurementLocation attributes moved to parent PowerSystemResource
MeasurementLocation | MeasurementLocation | inhibitLoggingAndAlarmList | MultiSectionLineGroup | AlarmableObject | inhibitLoggingAndAlarmList | MeasurementLocation attributes moved to parent PowerSystemResource
MeasurementLocation | MeasurementLocation | inhibitLoggingAndAlarmList | NonConformLoad | AlarmableObject | inhibitLoggingAndAlarmList | MeasurementLocation attributes moved to parent PowerSystemResource
MeasurementLocation | MeasurementLocation | inhibitLoggingAndAlarmList | NuclearGeneratingUnit | AlarmableObject | inhibitLoggingAndAlarmList | MeasurementLocation attributes moved to parent PowerSystemResource
MeasurementLocation | MeasurementLocation | inhibitLoggingAndAlarmList | PhaseTapChangerLinear | AlarmableObject | inhibitLoggingAndAlarmList | MeasurementLocation attributes moved to parent PowerSystemResource
MeasurementLocation | MeasurementLocation | inhibitLoggingAndAlarmList | PowerTransformer | AlarmableObject | inhibitLoggingAndAlarmList | MeasurementLocation attributes moved to parent PowerSystemResource
MeasurementLocation | MeasurementLocation | inhibitLoggingAndAlarmList | PowerTransformerEnd | AlarmableObject | inhibitLoggingAndAlarmList | MeasurementLocation attributes moved to parent PowerSystemResource
MeasurementLocation | MeasurementLocation | inhibitLoggingAndAlarmList | RatioTapChanger | AlarmableObject | inhibitLoggingAndAlarmList | MeasurementLocation attributes moved to parent PowerSystemResource
MeasurementLocation | MeasurementLocation | inhibitLoggingAndAlarmList | RegulatingControl | AlarmableObject | inhibitLoggingAndAlarmList | MeasurementLocation attributes moved to parent PowerSystemResource
MeasurementLocation | MeasurementLocation | inhibitLoggingAndAlarmList | RemedialActionScheme | AlarmableObject | inhibitLoggingAndAlarmList | MeasurementLocation attributes moved to parent PowerSystemResource
MeasurementLocation | MeasurementLocation | inhibitLoggingAndAlarmList | RemoteUnit | AlarmableObject | inhibitLoggingAndAlarmList | MeasurementLocation attributes moved to parent PowerSystemResource
MeasurementLocation | MeasurementLocation | inhibitLoggingAndAlarmList | ResourceController | AlarmableObject | inhibitLoggingAndAlarmList | MeasurementLocation attributes moved to parent PowerSystemResource
MeasurementLocation | MeasurementLocation | inhibitLoggingAndAlarmList | SeriesCompensator | AlarmableObject | inhibitLoggingAndAlarmList | MeasurementLocation attributes moved to parent PowerSystemResource
MeasurementLocation | MeasurementLocation | inhibitLoggingAndAlarmList | ShuntCompensatorAlt | AlarmableObject | inhibitLoggingAndAlarmList | MeasurementLocation attributes moved to parent PowerSystemResource
MeasurementLocation | MeasurementLocation | inhibitLoggingAndAlarmList | SolarGeneratingUnit | AlarmableObject | inhibitLoggingAndAlarmList | MeasurementLocation attributes moved to parent PowerSystemResource
MeasurementLocation | MeasurementLocation | inhibitLoggingAndAlarmList | SpecialMessagingScheme | AlarmableObject | inhibitLoggingAndAlarmList | MeasurementLocation attributes moved to parent PowerSystemResource
MeasurementLocation | MeasurementLocation | inhibitLoggingAndAlarmList | StaticVarCompensator | AlarmableObject | inhibitLoggingAndAlarmList | MeasurementLocation attributes moved to parent PowerSystemResource
MeasurementLocation | MeasurementLocation | inhibitLoggingAndAlarmList | SynchrocheckRelay | AlarmableObject | inhibitLoggingAndAlarmList | MeasurementLocation attributes moved to parent PowerSystemResource
MeasurementLocation | MeasurementLocation | inhibitLoggingAndAlarmList | SynchronousCondenser | AlarmableObject | inhibitLoggingAndAlarmList | MeasurementLocation attributes moved to parent PowerSystemResource
MeasurementLocation | MeasurementLocation | inhibitLoggingAndAlarmList | SynchronousMachine | AlarmableObject | inhibitLoggingAndAlarmList | MeasurementLocation attributes moved to parent PowerSystemResource
MeasurementLocation | MeasurementLocation | inhibitLoggingAndAlarmList | TapChangerAlt | AlarmableObject | inhibitLoggingAndAlarmList | MeasurementLocation attributes moved to parent PowerSystemResource
MeasurementLocation | MeasurementLocation | inhibitLoggingAndAlarmList | TapChangerControl | AlarmableObject | inhibitLoggingAndAlarmList | MeasurementLocation attributes moved to parent PowerSystemResource
MeasurementLocation | MeasurementLocation | inhibitLoggingAndAlarmList | ThermalGeneratingUnit | AlarmableObject | inhibitLoggingAndAlarmList | MeasurementLocation attributes moved to parent PowerSystemResource
MeasurementLocation | MeasurementLocation | inhibitLoggingAndAlarmList | VoltageLevel | AlarmableObject | inhibitLoggingAndAlarmList | MeasurementLocation attributes moved to parent PowerSystemResource
MeasurementLocation | MeasurementLocation | inhibitLoggingAndAlarmList | VoltageRelay | AlarmableObject | inhibitLoggingAndAlarmList | MeasurementLocation attributes moved to parent PowerSystemResource
MeasurementLocation | MeasurementLocation | inhibitLoggingAndAlarmList | WeatherStation | AlarmableObject | inhibitLoggingAndAlarmList | MeasurementLocation attributes moved to parent PowerSystemResource
MeasurementLocation | MeasurementLocation | inhibitLoggingAndAlarmList | WindGeneratingUnit | AlarmableObject | inhibitLoggingAndAlarmList | MeasurementLocation attributes moved to parent PowerSystemResource
MeasurementLocation | MeasurementLocation | inhibitUnacknowledgedAlarmList | ACLineSegment | AlarmableObject | inhibitUnacknowledgedAlarmList | MeasurementLocation attributes moved to parent PowerSystemResource
MeasurementLocation | MeasurementLocation | inhibitUnacknowledgedAlarmList | Bay | AlarmableObject | inhibitUnacknowledgedAlarmList | MeasurementLocation attributes moved to parent PowerSystemResource
MeasurementLocation | MeasurementLocation | inhibitUnacknowledgedAlarmList | Breaker | AlarmableObject | inhibitUnacknowledgedAlarmList | MeasurementLocation attributes moved to parent PowerSystemResource
MeasurementLocation | MeasurementLocation | inhibitUnacknowledgedAlarmList | BusbarSection | AlarmableObject | inhibitUnacknowledgedAlarmList | MeasurementLocation attributes moved to parent PowerSystemResource
MeasurementLocation | MeasurementLocation | inhibitUnacknowledgedAlarmList | CombinedCycleConfiguration | AlarmableObject | inhibitUnacknowledgedAlarmList | MeasurementLocation attributes moved to parent PowerSystemResource
MeasurementLocation | MeasurementLocation | inhibitUnacknowledgedAlarmList | CombinedCyclePlant | AlarmableObject | inhibitUnacknowledgedAlarmList | MeasurementLocation attributes moved to parent PowerSystemResource
MeasurementLocation | MeasurementLocation | inhibitUnacknowledgedAlarmList | ConformLoad | AlarmableObject | inhibitUnacknowledgedAlarmList | MeasurementLocation attributes moved to parent PowerSystemResource
MeasurementLocation | MeasurementLocation | inhibitUnacknowledgedAlarmList | ControllableLoadResource | AlarmableObject | inhibitUnacknowledgedAlarmList | MeasurementLocation attributes moved to parent PowerSystemResource
MeasurementLocation | MeasurementLocation | inhibitUnacknowledgedAlarmList | Disconnector | AlarmableObject | inhibitUnacknowledgedAlarmList | MeasurementLocation attributes moved to parent PowerSystemResource
MeasurementLocation | MeasurementLocation | inhibitUnacknowledgedAlarmList | DistributionGeneration | AlarmableObject | inhibitUnacknowledgedAlarmList | MeasurementLocation attributes moved to parent PowerSystemResource
MeasurementLocation | MeasurementLocation | inhibitUnacknowledgedAlarmList | ElectricalBus | AlarmableObject | inhibitUnacknowledgedAlarmList | MeasurementLocation attributes moved to parent PowerSystemResource
MeasurementLocation | MeasurementLocation | inhibitUnacknowledgedAlarmList | EndCap | AlarmableObject | inhibitUnacknowledgedAlarmList | MeasurementLocation attributes moved to parent PowerSystemResource
MeasurementLocation | MeasurementLocation | inhibitUnacknowledgedAlarmList | EnergyProducerResourceMeter | AlarmableObject | inhibitUnacknowledgedAlarmList | MeasurementLocation attributes moved to parent PowerSystemResource
MeasurementLocation | MeasurementLocation | inhibitUnacknowledgedAlarmList | FrequencyRelay | AlarmableObject | inhibitUnacknowledgedAlarmList | MeasurementLocation attributes moved to parent PowerSystemResource
MeasurementLocation | MeasurementLocation | inhibitUnacknowledgedAlarmList | GenericEquipment | AlarmableObject | inhibitUnacknowledgedAlarmList | MeasurementLocation attributes moved to parent PowerSystemResource
MeasurementLocation | MeasurementLocation | inhibitUnacknowledgedAlarmList | GenericTransConstraint | AlarmableObject | inhibitUnacknowledgedAlarmList | MeasurementLocation attributes moved to parent PowerSystemResource
MeasurementLocation | MeasurementLocation | inhibitUnacknowledgedAlarmList | GenericUnderfrequencyRelay | AlarmableObject | inhibitUnacknowledgedAlarmList | MeasurementLocation attributes moved to parent PowerSystemResource
MeasurementLocation | MeasurementLocation | inhibitUnacknowledgedAlarmList | GroundDisconnector | AlarmableObject | inhibitUnacknowledgedAlarmList | MeasurementLocation attributes moved to parent PowerSystemResource
MeasurementLocation | MeasurementLocation | inhibitUnacknowledgedAlarmList | HostControlArea | AlarmableObject | inhibitUnacknowledgedAlarmList | MeasurementLocation attributes moved to parent PowerSystemResource
MeasurementLocation | MeasurementLocation | inhibitUnacknowledgedAlarmList | HydroGeneratingUnit | AlarmableObject | inhibitUnacknowledgedAlarmList | MeasurementLocation attributes moved to parent PowerSystemResource
MeasurementLocation | MeasurementLocation | inhibitUnacknowledgedAlarmList | Line | AlarmableObject | inhibitUnacknowledgedAlarmList | MeasurementLocation attributes moved to parent PowerSystemResource
MeasurementLocation | MeasurementLocation | inhibitUnacknowledgedAlarmList | LinearShuntCompensator | AlarmableObject | inhibitUnacknowledgedAlarmList | MeasurementLocation attributes moved to parent PowerSystemResource
MeasurementLocation | MeasurementLocation | inhibitUnacknowledgedAlarmList | LoadResource | AlarmableObject | inhibitUnacknowledgedAlarmList | MeasurementLocation attributes moved to parent PowerSystemResource
MeasurementLocation | MeasurementLocation | inhibitUnacknowledgedAlarmList | MeteorologicalStation | AlarmableObject | inhibitUnacknowledgedAlarmList | MeasurementLocation attributes moved to parent PowerSystemResource
MeasurementLocation | MeasurementLocation | inhibitUnacknowledgedAlarmList | MondoSolarGeneratingUnit | AlarmableObject | inhibitUnacknowledgedAlarmList | MeasurementLocation attributes moved to parent PowerSystemResource
MeasurementLocation | MeasurementLocation | inhibitUnacknowledgedAlarmList | MondoWindGeneratingUnit | AlarmableObject | inhibitUnacknowledgedAlarmList | MeasurementLocation attributes moved to parent PowerSystemResource
MeasurementLocation | MeasurementLocation | inhibitUnacknowledgedAlarmList | MultiSectionLineGroup | AlarmableObject | inhibitUnacknowledgedAlarmList | MeasurementLocation attributes moved to parent PowerSystemResource
MeasurementLocation | MeasurementLocation | inhibitUnacknowledgedAlarmList | NonConformLoad | AlarmableObject | inhibitUnacknowledgedAlarmList | MeasurementLocation attributes moved to parent PowerSystemResource
MeasurementLocation | MeasurementLocation | inhibitUnacknowledgedAlarmList | NuclearGeneratingUnit | AlarmableObject | inhibitUnacknowledgedAlarmList | MeasurementLocation attributes moved to parent PowerSystemResource
MeasurementLocation | MeasurementLocation | inhibitUnacknowledgedAlarmList | PhaseTapChangerLinear | AlarmableObject | inhibitUnacknowledgedAlarmList | MeasurementLocation attributes moved to parent PowerSystemResource
MeasurementLocation | MeasurementLocation | inhibitUnacknowledgedAlarmList | PowerTransformer | AlarmableObject | inhibitUnacknowledgedAlarmList | MeasurementLocation attributes moved to parent PowerSystemResource
MeasurementLocation | MeasurementLocation | inhibitUnacknowledgedAlarmList | PowerTransformerEnd | AlarmableObject | inhibitUnacknowledgedAlarmList | MeasurementLocation attributes moved to parent PowerSystemResource
MeasurementLocation | MeasurementLocation | inhibitUnacknowledgedAlarmList | RatioTapChanger | AlarmableObject | inhibitUnacknowledgedAlarmList | MeasurementLocation attributes moved to parent PowerSystemResource
MeasurementLocation | MeasurementLocation | inhibitUnacknowledgedAlarmList | RegulatingControl | AlarmableObject | inhibitUnacknowledgedAlarmList | MeasurementLocation attributes moved to parent PowerSystemResource
MeasurementLocation | MeasurementLocation | inhibitUnacknowledgedAlarmList | RemedialActionScheme | AlarmableObject | inhibitUnacknowledgedAlarmList | MeasurementLocation attributes moved to parent PowerSystemResource
MeasurementLocation | MeasurementLocation | inhibitUnacknowledgedAlarmList | RemoteUnit | AlarmableObject | inhibitUnacknowledgedAlarmList | MeasurementLocation attributes moved to parent PowerSystemResource
MeasurementLocation | MeasurementLocation | inhibitUnacknowledgedAlarmList | ResourceController | AlarmableObject | inhibitUnacknowledgedAlarmList | MeasurementLocation attributes moved to parent PowerSystemResource
MeasurementLocation | MeasurementLocation | inhibitUnacknowledgedAlarmList | SeriesCompensator | AlarmableObject | inhibitUnacknowledgedAlarmList | MeasurementLocation attributes moved to parent PowerSystemResource
MeasurementLocation | MeasurementLocation | inhibitUnacknowledgedAlarmList | ShuntCompensatorAlt | AlarmableObject | inhibitUnacknowledgedAlarmList | MeasurementLocation attributes moved to parent PowerSystemResource
MeasurementLocation | MeasurementLocation | inhibitUnacknowledgedAlarmList | SolarGeneratingUnit | AlarmableObject | inhibitUnacknowledgedAlarmList | MeasurementLocation attributes moved to parent PowerSystemResource
MeasurementLocation | MeasurementLocation | inhibitUnacknowledgedAlarmList | SpecialMessagingScheme | AlarmableObject | inhibitUnacknowledgedAlarmList | MeasurementLocation attributes moved to parent PowerSystemResource
MeasurementLocation | MeasurementLocation | inhibitUnacknowledgedAlarmList | StaticVarCompensator | AlarmableObject | inhibitUnacknowledgedAlarmList | MeasurementLocation attributes moved to parent PowerSystemResource
MeasurementLocation | MeasurementLocation | inhibitUnacknowledgedAlarmList | SynchrocheckRelay | AlarmableObject | inhibitUnacknowledgedAlarmList | MeasurementLocation attributes moved to parent PowerSystemResource
MeasurementLocation | MeasurementLocation | inhibitUnacknowledgedAlarmList | SynchronousCondenser | AlarmableObject | inhibitUnacknowledgedAlarmList | MeasurementLocation attributes moved to parent PowerSystemResource
MeasurementLocation | MeasurementLocation | inhibitUnacknowledgedAlarmList | SynchronousMachine | AlarmableObject | inhibitUnacknowledgedAlarmList | MeasurementLocation attributes moved to parent PowerSystemResource
MeasurementLocation | MeasurementLocation | inhibitUnacknowledgedAlarmList | TapChangerAlt | AlarmableObject | inhibitUnacknowledgedAlarmList | MeasurementLocation attributes moved to parent PowerSystemResource
MeasurementLocation | MeasurementLocation | inhibitUnacknowledgedAlarmList | TapChangerControl | AlarmableObject | inhibitUnacknowledgedAlarmList | MeasurementLocation attributes moved to parent PowerSystemResource
MeasurementLocation | MeasurementLocation | inhibitUnacknowledgedAlarmList | ThermalGeneratingUnit | AlarmableObject | inhibitUnacknowledgedAlarmList | MeasurementLocation attributes moved to parent PowerSystemResource
MeasurementLocation | MeasurementLocation | inhibitUnacknowledgedAlarmList | VoltageLevel | AlarmableObject | inhibitUnacknowledgedAlarmList | MeasurementLocation attributes moved to parent PowerSystemResource
MeasurementLocation | MeasurementLocation | inhibitUnacknowledgedAlarmList | VoltageRelay | AlarmableObject | inhibitUnacknowledgedAlarmList | MeasurementLocation attributes moved to parent PowerSystemResource
MeasurementLocation | MeasurementLocation | inhibitUnacknowledgedAlarmList | WeatherStation | AlarmableObject | inhibitUnacknowledgedAlarmList | MeasurementLocation attributes moved to parent PowerSystemResource
MeasurementLocation | MeasurementLocation | inhibitUnacknowledgedAlarmList | WindGeneratingUnit | AlarmableObject | inhibitUnacknowledgedAlarmList | MeasurementLocation attributes moved to parent PowerSystemResource
MeasurementLocation | MeasurementLocation | initiallyInhibit | ACLineSegment | AlarmableObject | initiallyInhibit | MeasurementLocation attributes moved to parent PowerSystemResource
MeasurementLocation | MeasurementLocation | initiallyInhibit | Bay | AlarmableObject | initiallyInhibit | MeasurementLocation attributes moved to parent PowerSystemResource
MeasurementLocation | MeasurementLocation | initiallyInhibit | Breaker | AlarmableObject | initiallyInhibit | MeasurementLocation attributes moved to parent PowerSystemResource
MeasurementLocation | MeasurementLocation | initiallyInhibit | BusbarSection | AlarmableObject | initiallyInhibit | MeasurementLocation attributes moved to parent PowerSystemResource
MeasurementLocation | MeasurementLocation | initiallyInhibit | CombinedCycleConfiguration | AlarmableObject | initiallyInhibit | MeasurementLocation attributes moved to parent PowerSystemResource
MeasurementLocation | MeasurementLocation | initiallyInhibit | CombinedCyclePlant | AlarmableObject | initiallyInhibit | MeasurementLocation attributes moved to parent PowerSystemResource
MeasurementLocation | MeasurementLocation | initiallyInhibit | ConformLoad | AlarmableObject | initiallyInhibit | MeasurementLocation attributes moved to parent PowerSystemResource
MeasurementLocation | MeasurementLocation | initiallyInhibit | ControllableLoadResource | AlarmableObject | initiallyInhibit | MeasurementLocation attributes moved to parent PowerSystemResource
MeasurementLocation | MeasurementLocation | initiallyInhibit | Disconnector | AlarmableObject | initiallyInhibit | MeasurementLocation attributes moved to parent PowerSystemResource
MeasurementLocation | MeasurementLocation | initiallyInhibit | DistributionGeneration | AlarmableObject | initiallyInhibit | MeasurementLocation attributes moved to parent PowerSystemResource
MeasurementLocation | MeasurementLocation | initiallyInhibit | ElectricalBus | AlarmableObject | initiallyInhibit | MeasurementLocation attributes moved to parent PowerSystemResource
MeasurementLocation | MeasurementLocation | initiallyInhibit | EndCap | AlarmableObject | initiallyInhibit | MeasurementLocation attributes moved to parent PowerSystemResource
MeasurementLocation | MeasurementLocation | initiallyInhibit | EnergyProducerResourceMeter | AlarmableObject | initiallyInhibit | MeasurementLocation attributes moved to parent PowerSystemResource
MeasurementLocation | MeasurementLocation | initiallyInhibit | FrequencyRelay | AlarmableObject | initiallyInhibit | MeasurementLocation attributes moved to parent PowerSystemResource
MeasurementLocation | MeasurementLocation | initiallyInhibit | GenericEquipment | AlarmableObject | initiallyInhibit | MeasurementLocation attributes moved to parent PowerSystemResource
MeasurementLocation | MeasurementLocation | initiallyInhibit | GenericTransConstraint | AlarmableObject | initiallyInhibit | MeasurementLocation attributes moved to parent PowerSystemResource
MeasurementLocation | MeasurementLocation | initiallyInhibit | GenericUnderfrequencyRelay | AlarmableObject | initiallyInhibit | MeasurementLocation attributes moved to parent PowerSystemResource
MeasurementLocation | MeasurementLocation | initiallyInhibit | GroundDisconnector | AlarmableObject | initiallyInhibit | MeasurementLocation attributes moved to parent PowerSystemResource
MeasurementLocation | MeasurementLocation | initiallyInhibit | HostControlArea | AlarmableObject | initiallyInhibit | MeasurementLocation attributes moved to parent PowerSystemResource
MeasurementLocation | MeasurementLocation | initiallyInhibit | HydroGeneratingUnit | AlarmableObject | initiallyInhibit | MeasurementLocation attributes moved to parent PowerSystemResource
MeasurementLocation | MeasurementLocation | initiallyInhibit | Line | AlarmableObject | initiallyInhibit | MeasurementLocation attributes moved to parent PowerSystemResource
MeasurementLocation | MeasurementLocation | initiallyInhibit | LinearShuntCompensator | AlarmableObject | initiallyInhibit | MeasurementLocation attributes moved to parent PowerSystemResource
MeasurementLocation | MeasurementLocation | initiallyInhibit | LoadResource | AlarmableObject | initiallyInhibit | MeasurementLocation attributes moved to parent PowerSystemResource
MeasurementLocation | MeasurementLocation | initiallyInhibit | MeteorologicalStation | AlarmableObject | initiallyInhibit | MeasurementLocation attributes moved to parent PowerSystemResource
MeasurementLocation | MeasurementLocation | initiallyInhibit | MondoSolarGeneratingUnit | AlarmableObject | initiallyInhibit | MeasurementLocation attributes moved to parent PowerSystemResource
MeasurementLocation | MeasurementLocation | initiallyInhibit | MondoWindGeneratingUnit | AlarmableObject | initiallyInhibit | MeasurementLocation attributes moved to parent PowerSystemResource
MeasurementLocation | MeasurementLocation | initiallyInhibit | MultiSectionLineGroup | AlarmableObject | initiallyInhibit | MeasurementLocation attributes moved to parent PowerSystemResource
MeasurementLocation | MeasurementLocation | initiallyInhibit | NonConformLoad | AlarmableObject | initiallyInhibit | MeasurementLocation attributes moved to parent PowerSystemResource
MeasurementLocation | MeasurementLocation | initiallyInhibit | NuclearGeneratingUnit | AlarmableObject | initiallyInhibit | MeasurementLocation attributes moved to parent PowerSystemResource
MeasurementLocation | MeasurementLocation | initiallyInhibit | PhaseTapChangerLinear | AlarmableObject | initiallyInhibit | MeasurementLocation attributes moved to parent PowerSystemResource
MeasurementLocation | MeasurementLocation | initiallyInhibit | PowerTransformer | AlarmableObject | initiallyInhibit | MeasurementLocation attributes moved to parent PowerSystemResource
MeasurementLocation | MeasurementLocation | initiallyInhibit | PowerTransformerEnd | AlarmableObject | initiallyInhibit | MeasurementLocation attributes moved to parent PowerSystemResource
MeasurementLocation | MeasurementLocation | initiallyInhibit | RatioTapChanger | AlarmableObject | initiallyInhibit | MeasurementLocation attributes moved to parent PowerSystemResource
MeasurementLocation | MeasurementLocation | initiallyInhibit | RegulatingControl | AlarmableObject | initiallyInhibit | MeasurementLocation attributes moved to parent PowerSystemResource
MeasurementLocation | MeasurementLocation | initiallyInhibit | RemedialActionScheme | AlarmableObject | initiallyInhibit | MeasurementLocation attributes moved to parent PowerSystemResource
MeasurementLocation | MeasurementLocation | initiallyInhibit | RemoteUnit | AlarmableObject | initiallyInhibit | MeasurementLocation attributes moved to parent PowerSystemResource
MeasurementLocation | MeasurementLocation | initiallyInhibit | ResourceController | AlarmableObject | initiallyInhibit | MeasurementLocation attributes moved to parent PowerSystemResource
MeasurementLocation | MeasurementLocation | initiallyInhibit | SeriesCompensator | AlarmableObject | initiallyInhibit | MeasurementLocation attributes moved to parent PowerSystemResource
MeasurementLocation | MeasurementLocation | initiallyInhibit | ShuntCompensatorAlt | AlarmableObject | initiallyInhibit | MeasurementLocation attributes moved to parent PowerSystemResource
MeasurementLocation | MeasurementLocation | initiallyInhibit | SolarGeneratingUnit | AlarmableObject | initiallyInhibit | MeasurementLocation attributes moved to parent PowerSystemResource
MeasurementLocation | MeasurementLocation | initiallyInhibit | SpecialMessagingScheme | AlarmableObject | initiallyInhibit | MeasurementLocation attributes moved to parent PowerSystemResource
MeasurementLocation | MeasurementLocation | initiallyInhibit | StaticVarCompensator | AlarmableObject | initiallyInhibit | MeasurementLocation attributes moved to parent PowerSystemResource
MeasurementLocation | MeasurementLocation | initiallyInhibit | SynchrocheckRelay | AlarmableObject | initiallyInhibit | MeasurementLocation attributes moved to parent PowerSystemResource
MeasurementLocation | MeasurementLocation | initiallyInhibit | SynchronousCondenser | AlarmableObject | initiallyInhibit | MeasurementLocation attributes moved to parent PowerSystemResource
MeasurementLocation | MeasurementLocation | initiallyInhibit | SynchronousMachine | AlarmableObject | initiallyInhibit | MeasurementLocation attributes moved to parent PowerSystemResource
MeasurementLocation | MeasurementLocation | initiallyInhibit | TapChangerAlt | AlarmableObject | initiallyInhibit | MeasurementLocation attributes moved to parent PowerSystemResource
MeasurementLocation | MeasurementLocation | initiallyInhibit | TapChangerControl | AlarmableObject | initiallyInhibit | MeasurementLocation attributes moved to parent PowerSystemResource
MeasurementLocation | MeasurementLocation | initiallyInhibit | ThermalGeneratingUnit | AlarmableObject | initiallyInhibit | MeasurementLocation attributes moved to parent PowerSystemResource
MeasurementLocation | MeasurementLocation | initiallyInhibit | VoltageLevel | AlarmableObject | initiallyInhibit | MeasurementLocation attributes moved to parent PowerSystemResource
MeasurementLocation | MeasurementLocation | initiallyInhibit | VoltageRelay | AlarmableObject | initiallyInhibit | MeasurementLocation attributes moved to parent PowerSystemResource
MeasurementLocation | MeasurementLocation | initiallyInhibit | WeatherStation | AlarmableObject | initiallyInhibit | MeasurementLocation attributes moved to parent PowerSystemResource
MeasurementLocation | MeasurementLocation | initiallyInhibit | WindGeneratingUnit | AlarmableObject | initiallyInhibit | MeasurementLocation attributes moved to parent PowerSystemResource
MeasurementLocation | MeasurementLocation | nearNodeNormallyEarthed | ACLineSegment | ScadaDeviceObject | nearNormallyGrounded | MeasurementLocation attributes moved to parent PowerSystemResource
MeasurementLocation | MeasurementLocation | nearNodeNormallyEarthed | Bay | ScadaDeviceObject | nearNormallyGrounded | MeasurementLocation attributes moved to parent PowerSystemResource
MeasurementLocation | MeasurementLocation | nearNodeNormallyEarthed | Breaker | ScadaDeviceObject | nearNormallyGrounded | MeasurementLocation attributes moved to parent PowerSystemResource
MeasurementLocation | MeasurementLocation | nearNodeNormallyEarthed | BusbarSection | ScadaDeviceObject | nearNormallyGrounded | MeasurementLocation attributes moved to parent PowerSystemResource
MeasurementLocation | MeasurementLocation | nearNodeNormallyEarthed | CombinedCycleConfiguration | ScadaDeviceObject | nearNormallyGrounded | MeasurementLocation attributes moved to parent PowerSystemResource
MeasurementLocation | MeasurementLocation | nearNodeNormallyEarthed | CombinedCyclePlant | ScadaDeviceObject | nearNormallyGrounded | MeasurementLocation attributes moved to parent PowerSystemResource
MeasurementLocation | MeasurementLocation | nearNodeNormallyEarthed | ConformLoad | ScadaDeviceObject | nearNormallyGrounded | MeasurementLocation attributes moved to parent PowerSystemResource
MeasurementLocation | MeasurementLocation | nearNodeNormallyEarthed | ControllableLoadResource | ScadaDeviceObject | nearNormallyGrounded | MeasurementLocation attributes moved to parent PowerSystemResource
MeasurementLocation | MeasurementLocation | nearNodeNormallyEarthed | Disconnector | ScadaDeviceObject | nearNormallyGrounded | MeasurementLocation attributes moved to parent PowerSystemResource
MeasurementLocation | MeasurementLocation | nearNodeNormallyEarthed | DistributionGeneration | ScadaDeviceObject | nearNormallyGrounded | MeasurementLocation attributes moved to parent PowerSystemResource
MeasurementLocation | MeasurementLocation | nearNodeNormallyEarthed | ElectricalBus | ScadaDeviceObject | nearNormallyGrounded | MeasurementLocation attributes moved to parent PowerSystemResource
MeasurementLocation | MeasurementLocation | nearNodeNormallyEarthed | EndCap | ScadaDeviceObject | nearNormallyGrounded | MeasurementLocation attributes moved to parent PowerSystemResource
MeasurementLocation | MeasurementLocation | nearNodeNormallyEarthed | EnergyProducerResourceMeter | ScadaDeviceObject | nearNormallyGrounded | MeasurementLocation attributes moved to parent PowerSystemResource
MeasurementLocation | MeasurementLocation | nearNodeNormallyEarthed | FrequencyRelay | ScadaDeviceObject | nearNormallyGrounded | MeasurementLocation attributes moved to parent PowerSystemResource
MeasurementLocation | MeasurementLocation | nearNodeNormallyEarthed | GenericEquipment | ScadaDeviceObject | nearNormallyGrounded | MeasurementLocation attributes moved to parent PowerSystemResource
MeasurementLocation | MeasurementLocation | nearNodeNormallyEarthed | GenericTransConstraint | ScadaDeviceObject | nearNormallyGrounded | MeasurementLocation attributes moved to parent PowerSystemResource
MeasurementLocation | MeasurementLocation | nearNodeNormallyEarthed | GenericUnderfrequencyRelay | ScadaDeviceObject | nearNormallyGrounded | MeasurementLocation attributes moved to parent PowerSystemResource
MeasurementLocation | MeasurementLocation | nearNodeNormallyEarthed | GroundDisconnector | ScadaDeviceObject | nearNormallyGrounded | MeasurementLocation attributes moved to parent PowerSystemResource
MeasurementLocation | MeasurementLocation | nearNodeNormallyEarthed | HostControlArea | ScadaDeviceObject | nearNormallyGrounded | MeasurementLocation attributes moved to parent PowerSystemResource
MeasurementLocation | MeasurementLocation | nearNodeNormallyEarthed | HydroGeneratingUnit | ScadaDeviceObject | nearNormallyGrounded | MeasurementLocation attributes moved to parent PowerSystemResource
MeasurementLocation | MeasurementLocation | nearNodeNormallyEarthed | Line | ScadaDeviceObject | nearNormallyGrounded | MeasurementLocation attributes moved to parent PowerSystemResource
MeasurementLocation | MeasurementLocation | nearNodeNormallyEarthed | LinearShuntCompensator | ScadaDeviceObject | nearNormallyGrounded | MeasurementLocation attributes moved to parent PowerSystemResource
MeasurementLocation | MeasurementLocation | nearNodeNormallyEarthed | LoadResource | ScadaDeviceObject | nearNormallyGrounded | MeasurementLocation attributes moved to parent PowerSystemResource
MeasurementLocation | MeasurementLocation | nearNodeNormallyEarthed | MeteorologicalStation | ScadaDeviceObject | nearNormallyGrounded | MeasurementLocation attributes moved to parent PowerSystemResource
MeasurementLocation | MeasurementLocation | nearNodeNormallyEarthed | MondoSolarGeneratingUnit | ScadaDeviceObject | nearNormallyGrounded | MeasurementLocation attributes moved to parent PowerSystemResource
MeasurementLocation | MeasurementLocation | nearNodeNormallyEarthed | MondoWindGeneratingUnit | ScadaDeviceObject | nearNormallyGrounded | MeasurementLocation attributes moved to parent PowerSystemResource
MeasurementLocation | MeasurementLocation | nearNodeNormallyEarthed | MultiSectionLineGroup | ScadaDeviceObject | nearNormallyGrounded | MeasurementLocation attributes moved to parent PowerSystemResource
MeasurementLocation | MeasurementLocation | nearNodeNormallyEarthed | NonConformLoad | ScadaDeviceObject | nearNormallyGrounded | MeasurementLocation attributes moved to parent PowerSystemResource
MeasurementLocation | MeasurementLocation | nearNodeNormallyEarthed | NuclearGeneratingUnit | ScadaDeviceObject | nearNormallyGrounded | MeasurementLocation attributes moved to parent PowerSystemResource
MeasurementLocation | MeasurementLocation | nearNodeNormallyEarthed | PhaseTapChangerLinear | ScadaDeviceObject | nearNormallyGrounded | MeasurementLocation attributes moved to parent PowerSystemResource
MeasurementLocation | MeasurementLocation | nearNodeNormallyEarthed | PowerTransformer | ScadaDeviceObject | nearNormallyGrounded | MeasurementLocation attributes moved to parent PowerSystemResource
MeasurementLocation | MeasurementLocation | nearNodeNormallyEarthed | PowerTransformerEnd | ScadaDeviceObject | nearNormallyGrounded | MeasurementLocation attributes moved to parent PowerSystemResource
MeasurementLocation | MeasurementLocation | nearNodeNormallyEarthed | RatioTapChanger | ScadaDeviceObject | nearNormallyGrounded | MeasurementLocation attributes moved to parent PowerSystemResource
MeasurementLocation | MeasurementLocation | nearNodeNormallyEarthed | RegulatingControl | ScadaDeviceObject | nearNormallyGrounded | MeasurementLocation attributes moved to parent PowerSystemResource
MeasurementLocation | MeasurementLocation | nearNodeNormallyEarthed | RemedialActionScheme | ScadaDeviceObject | nearNormallyGrounded | MeasurementLocation attributes moved to parent PowerSystemResource
MeasurementLocation | MeasurementLocation | nearNodeNormallyEarthed | RemoteUnit | ScadaDeviceObject | nearNormallyGrounded | MeasurementLocation attributes moved to parent PowerSystemResource
MeasurementLocation | MeasurementLocation | nearNodeNormallyEarthed | ResourceController | ScadaDeviceObject | nearNormallyGrounded | MeasurementLocation attributes moved to parent PowerSystemResource
MeasurementLocation | MeasurementLocation | nearNodeNormallyEarthed | SeriesCompensator | ScadaDeviceObject | nearNormallyGrounded | MeasurementLocation attributes moved to parent PowerSystemResource
MeasurementLocation | MeasurementLocation | nearNodeNormallyEarthed | ShuntCompensatorAlt | ScadaDeviceObject | nearNormallyGrounded | MeasurementLocation attributes moved to parent PowerSystemResource
MeasurementLocation | MeasurementLocation | nearNodeNormallyEarthed | SolarGeneratingUnit | ScadaDeviceObject | nearNormallyGrounded | MeasurementLocation attributes moved to parent PowerSystemResource
MeasurementLocation | MeasurementLocation | nearNodeNormallyEarthed | SpecialMessagingScheme | ScadaDeviceObject | nearNormallyGrounded | MeasurementLocation attributes moved to parent PowerSystemResource
MeasurementLocation | MeasurementLocation | nearNodeNormallyEarthed | StaticVarCompensator | ScadaDeviceObject | nearNormallyGrounded | MeasurementLocation attributes moved to parent PowerSystemResource
MeasurementLocation | MeasurementLocation | nearNodeNormallyEarthed | Substation | ScadaDeviceObject | nearNormallyGrounded | MeasurementLocation attributes moved to parent PowerSystemResource
MeasurementLocation | MeasurementLocation | nearNodeNormallyEarthed | SynchrocheckRelay | ScadaDeviceObject | nearNormallyGrounded | MeasurementLocation attributes moved to parent PowerSystemResource
MeasurementLocation | MeasurementLocation | nearNodeNormallyEarthed | SynchronousCondenser | ScadaDeviceObject | nearNormallyGrounded | MeasurementLocation attributes moved to parent PowerSystemResource
MeasurementLocation | MeasurementLocation | nearNodeNormallyEarthed | SynchronousMachine | ScadaDeviceObject | nearNormallyGrounded | MeasurementLocation attributes moved to parent PowerSystemResource
MeasurementLocation | MeasurementLocation | nearNodeNormallyEarthed | TapChangerAlt | ScadaDeviceObject | nearNormallyGrounded | MeasurementLocation attributes moved to parent PowerSystemResource
MeasurementLocation | MeasurementLocation | nearNodeNormallyEarthed | TapChangerControl | ScadaDeviceObject | nearNormallyGrounded | MeasurementLocation attributes moved to parent PowerSystemResource
MeasurementLocation | MeasurementLocation | nearNodeNormallyEarthed | ThermalGeneratingUnit | ScadaDeviceObject | nearNormallyGrounded | MeasurementLocation attributes moved to parent PowerSystemResource
MeasurementLocation | MeasurementLocation | nearNodeNormallyEarthed | VoltageLevel | ScadaDeviceObject | nearNormallyGrounded | MeasurementLocation attributes moved to parent PowerSystemResource
MeasurementLocation | MeasurementLocation | nearNodeNormallyEarthed | VoltageRelay | ScadaDeviceObject | nearNormallyGrounded | MeasurementLocation attributes moved to parent PowerSystemResource
MeasurementLocation | MeasurementLocation | nearNodeNormallyEarthed | WeatherStation | ScadaDeviceObject | nearNormallyGrounded | MeasurementLocation attributes moved to parent PowerSystemResource
MeasurementLocation | MeasurementLocation | nearNodeNormallyEarthed | WindGeneratingUnit | ScadaDeviceObject | nearNormallyGrounded | MeasurementLocation attributes moved to parent PowerSystemResource
MeasurementLocation | MeasurementLocation | nearNodeNormallyOpen | ACLineSegment | ScadaDeviceObject | nearNormallyOpen | MeasurementLocation attributes moved to parent PowerSystemResource
MeasurementLocation | MeasurementLocation | nearNodeNormallyOpen | Bay | ScadaDeviceObject | nearNormallyOpen | MeasurementLocation attributes moved to parent PowerSystemResource
MeasurementLocation | MeasurementLocation | nearNodeNormallyOpen | Breaker | ScadaDeviceObject | nearNormallyOpen | MeasurementLocation attributes moved to parent PowerSystemResource
MeasurementLocation | MeasurementLocation | nearNodeNormallyOpen | BusbarSection | ScadaDeviceObject | nearNormallyOpen | MeasurementLocation attributes moved to parent PowerSystemResource
MeasurementLocation | MeasurementLocation | nearNodeNormallyOpen | CombinedCycleConfiguration | ScadaDeviceObject | nearNormallyOpen | MeasurementLocation attributes moved to parent PowerSystemResource
MeasurementLocation | MeasurementLocation | nearNodeNormallyOpen | CombinedCyclePlant | ScadaDeviceObject | nearNormallyOpen | MeasurementLocation attributes moved to parent PowerSystemResource
MeasurementLocation | MeasurementLocation | nearNodeNormallyOpen | ConformLoad | ScadaDeviceObject | nearNormallyOpen | MeasurementLocation attributes moved to parent PowerSystemResource
MeasurementLocation | MeasurementLocation | nearNodeNormallyOpen | ControllableLoadResource | ScadaDeviceObject | nearNormallyOpen | MeasurementLocation attributes moved to parent PowerSystemResource
MeasurementLocation | MeasurementLocation | nearNodeNormallyOpen | Disconnector | ScadaDeviceObject | nearNormallyOpen | MeasurementLocation attributes moved to parent PowerSystemResource
MeasurementLocation | MeasurementLocation | nearNodeNormallyOpen | DistributionGeneration | ScadaDeviceObject | nearNormallyOpen | MeasurementLocation attributes moved to parent PowerSystemResource
MeasurementLocation | MeasurementLocation | nearNodeNormallyOpen | ElectricalBus | ScadaDeviceObject | nearNormallyOpen | MeasurementLocation attributes moved to parent PowerSystemResource
MeasurementLocation | MeasurementLocation | nearNodeNormallyOpen | EndCap | ScadaDeviceObject | nearNormallyOpen | MeasurementLocation attributes moved to parent PowerSystemResource
MeasurementLocation | MeasurementLocation | nearNodeNormallyOpen | EnergyProducerResourceMeter | ScadaDeviceObject | nearNormallyOpen | MeasurementLocation attributes moved to parent PowerSystemResource
MeasurementLocation | MeasurementLocation | nearNodeNormallyOpen | FrequencyRelay | ScadaDeviceObject | nearNormallyOpen | MeasurementLocation attributes moved to parent PowerSystemResource
MeasurementLocation | MeasurementLocation | nearNodeNormallyOpen | GenericEquipment | ScadaDeviceObject | nearNormallyOpen | MeasurementLocation attributes moved to parent PowerSystemResource
MeasurementLocation | MeasurementLocation | nearNodeNormallyOpen | GenericTransConstraint | ScadaDeviceObject | nearNormallyOpen | MeasurementLocation attributes moved to parent PowerSystemResource
MeasurementLocation | MeasurementLocation | nearNodeNormallyOpen | GenericUnderfrequencyRelay | ScadaDeviceObject | nearNormallyOpen | MeasurementLocation attributes moved to parent PowerSystemResource
MeasurementLocation | MeasurementLocation | nearNodeNormallyOpen | GroundDisconnector | ScadaDeviceObject | nearNormallyOpen | MeasurementLocation attributes moved to parent PowerSystemResource
MeasurementLocation | MeasurementLocation | nearNodeNormallyOpen | HostControlArea | ScadaDeviceObject | nearNormallyOpen | MeasurementLocation attributes moved to parent PowerSystemResource
MeasurementLocation | MeasurementLocation | nearNodeNormallyOpen | HydroGeneratingUnit | ScadaDeviceObject | nearNormallyOpen | MeasurementLocation attributes moved to parent PowerSystemResource
MeasurementLocation | MeasurementLocation | nearNodeNormallyOpen | Line | ScadaDeviceObject | nearNormallyOpen | MeasurementLocation attributes moved to parent PowerSystemResource
MeasurementLocation | MeasurementLocation | nearNodeNormallyOpen | LinearShuntCompensator | ScadaDeviceObject | nearNormallyOpen | MeasurementLocation attributes moved to parent PowerSystemResource
MeasurementLocation | MeasurementLocation | nearNodeNormallyOpen | LoadResource | ScadaDeviceObject | nearNormallyOpen | MeasurementLocation attributes moved to parent PowerSystemResource
MeasurementLocation | MeasurementLocation | nearNodeNormallyOpen | MeteorologicalStation | ScadaDeviceObject | nearNormallyOpen | MeasurementLocation attributes moved to parent PowerSystemResource
MeasurementLocation | MeasurementLocation | nearNodeNormallyOpen | MondoSolarGeneratingUnit | ScadaDeviceObject | nearNormallyOpen | MeasurementLocation attributes moved to parent PowerSystemResource
MeasurementLocation | MeasurementLocation | nearNodeNormallyOpen | MondoWindGeneratingUnit | ScadaDeviceObject | nearNormallyOpen | MeasurementLocation attributes moved to parent PowerSystemResource
MeasurementLocation | MeasurementLocation | nearNodeNormallyOpen | MultiSectionLineGroup | ScadaDeviceObject | nearNormallyOpen | MeasurementLocation attributes moved to parent PowerSystemResource
MeasurementLocation | MeasurementLocation | nearNodeNormallyOpen | NonConformLoad | ScadaDeviceObject | nearNormallyOpen | MeasurementLocation attributes moved to parent PowerSystemResource
MeasurementLocation | MeasurementLocation | nearNodeNormallyOpen | NuclearGeneratingUnit | ScadaDeviceObject | nearNormallyOpen | MeasurementLocation attributes moved to parent PowerSystemResource
MeasurementLocation | MeasurementLocation | nearNodeNormallyOpen | PhaseTapChangerLinear | ScadaDeviceObject | nearNormallyOpen | MeasurementLocation attributes moved to parent PowerSystemResource
MeasurementLocation | MeasurementLocation | nearNodeNormallyOpen | PowerTransformer | ScadaDeviceObject | nearNormallyOpen | MeasurementLocation attributes moved to parent PowerSystemResource
MeasurementLocation | MeasurementLocation | nearNodeNormallyOpen | PowerTransformerEnd | ScadaDeviceObject | nearNormallyOpen | MeasurementLocation attributes moved to parent PowerSystemResource
MeasurementLocation | MeasurementLocation | nearNodeNormallyOpen | RatioTapChanger | ScadaDeviceObject | nearNormallyOpen | MeasurementLocation attributes moved to parent PowerSystemResource
MeasurementLocation | MeasurementLocation | nearNodeNormallyOpen | RegulatingControl | ScadaDeviceObject | nearNormallyOpen | MeasurementLocation attributes moved to parent PowerSystemResource
MeasurementLocation | MeasurementLocation | nearNodeNormallyOpen | RemedialActionScheme | ScadaDeviceObject | nearNormallyOpen | MeasurementLocation attributes moved to parent PowerSystemResource
MeasurementLocation | MeasurementLocation | nearNodeNormallyOpen | RemoteUnit | ScadaDeviceObject | nearNormallyOpen | MeasurementLocation attributes moved to parent PowerSystemResource
MeasurementLocation | MeasurementLocation | nearNodeNormallyOpen | ResourceController | ScadaDeviceObject | nearNormallyOpen | MeasurementLocation attributes moved to parent PowerSystemResource
MeasurementLocation | MeasurementLocation | nearNodeNormallyOpen | SeriesCompensator | ScadaDeviceObject | nearNormallyOpen | MeasurementLocation attributes moved to parent PowerSystemResource
MeasurementLocation | MeasurementLocation | nearNodeNormallyOpen | ShuntCompensatorAlt | ScadaDeviceObject | nearNormallyOpen | MeasurementLocation attributes moved to parent PowerSystemResource
MeasurementLocation | MeasurementLocation | nearNodeNormallyOpen | SolarGeneratingUnit | ScadaDeviceObject | nearNormallyOpen | MeasurementLocation attributes moved to parent PowerSystemResource
MeasurementLocation | MeasurementLocation | nearNodeNormallyOpen | SpecialMessagingScheme | ScadaDeviceObject | nearNormallyOpen | MeasurementLocation attributes moved to parent PowerSystemResource
MeasurementLocation | MeasurementLocation | nearNodeNormallyOpen | StaticVarCompensator | ScadaDeviceObject | nearNormallyOpen | MeasurementLocation attributes moved to parent PowerSystemResource
MeasurementLocation | MeasurementLocation | nearNodeNormallyOpen | Substation | ScadaDeviceObject | nearNormallyOpen | MeasurementLocation attributes moved to parent PowerSystemResource
MeasurementLocation | MeasurementLocation | nearNodeNormallyOpen | SynchrocheckRelay | ScadaDeviceObject | nearNormallyOpen | MeasurementLocation attributes moved to parent PowerSystemResource
MeasurementLocation | MeasurementLocation | nearNodeNormallyOpen | SynchronousCondenser | ScadaDeviceObject | nearNormallyOpen | MeasurementLocation attributes moved to parent PowerSystemResource
MeasurementLocation | MeasurementLocation | nearNodeNormallyOpen | SynchronousMachine | ScadaDeviceObject | nearNormallyOpen | MeasurementLocation attributes moved to parent PowerSystemResource
MeasurementLocation | MeasurementLocation | nearNodeNormallyOpen | TapChangerAlt | ScadaDeviceObject | nearNormallyOpen | MeasurementLocation attributes moved to parent PowerSystemResource
MeasurementLocation | MeasurementLocation | nearNodeNormallyOpen | TapChangerControl | ScadaDeviceObject | nearNormallyOpen | MeasurementLocation attributes moved to parent PowerSystemResource
MeasurementLocation | MeasurementLocation | nearNodeNormallyOpen | ThermalGeneratingUnit | ScadaDeviceObject | nearNormallyOpen | MeasurementLocation attributes moved to parent PowerSystemResource
MeasurementLocation | MeasurementLocation | nearNodeNormallyOpen | VoltageLevel | ScadaDeviceObject | nearNormallyOpen | MeasurementLocation attributes moved to parent PowerSystemResource
MeasurementLocation | MeasurementLocation | nearNodeNormallyOpen | VoltageRelay | ScadaDeviceObject | nearNormallyOpen | MeasurementLocation attributes moved to parent PowerSystemResource
MeasurementLocation | MeasurementLocation | nearNodeNormallyOpen | WeatherStation | ScadaDeviceObject | nearNormallyOpen | MeasurementLocation attributes moved to parent PowerSystemResource
MeasurementLocation | MeasurementLocation | nearNodeNormallyOpen | WindGeneratingUnit | ScadaDeviceObject | nearNormallyOpen | MeasurementLocation attributes moved to parent PowerSystemResource
MeasurementLocation | MeasurementLocation | normallyDead | ACLineSegment | ScadaDeviceObject | normallyDead | MeasurementLocation attributes moved to parent PowerSystemResource
MeasurementLocation | MeasurementLocation | normallyDead | Bay | ScadaDeviceObject | normallyDead | MeasurementLocation attributes moved to parent PowerSystemResource
MeasurementLocation | MeasurementLocation | normallyDead | Breaker | ScadaDeviceObject | normallyDead | MeasurementLocation attributes moved to parent PowerSystemResource
MeasurementLocation | MeasurementLocation | normallyDead | BusbarSection | ScadaDeviceObject | normallyDead | MeasurementLocation attributes moved to parent PowerSystemResource
MeasurementLocation | MeasurementLocation | normallyDead | CombinedCycleConfiguration | ScadaDeviceObject | normallyDead | MeasurementLocation attributes moved to parent PowerSystemResource
MeasurementLocation | MeasurementLocation | normallyDead | CombinedCyclePlant | ScadaDeviceObject | normallyDead | MeasurementLocation attributes moved to parent PowerSystemResource
MeasurementLocation | MeasurementLocation | normallyDead | ConformLoad | ScadaDeviceObject | normallyDead | MeasurementLocation attributes moved to parent PowerSystemResource
MeasurementLocation | MeasurementLocation | normallyDead | ControllableLoadResource | ScadaDeviceObject | normallyDead | MeasurementLocation attributes moved to parent PowerSystemResource
MeasurementLocation | MeasurementLocation | normallyDead | Disconnector | ScadaDeviceObject | normallyDead | MeasurementLocation attributes moved to parent PowerSystemResource
MeasurementLocation | MeasurementLocation | normallyDead | DistributionGeneration | ScadaDeviceObject | normallyDead | MeasurementLocation attributes moved to parent PowerSystemResource
MeasurementLocation | MeasurementLocation | normallyDead | ElectricalBus | ScadaDeviceObject | normallyDead | MeasurementLocation attributes moved to parent PowerSystemResource
MeasurementLocation | MeasurementLocation | normallyDead | EndCap | ScadaDeviceObject | normallyDead | MeasurementLocation attributes moved to parent PowerSystemResource
MeasurementLocation | MeasurementLocation | normallyDead | EnergyProducerResourceMeter | ScadaDeviceObject | normallyDead | MeasurementLocation attributes moved to parent PowerSystemResource
MeasurementLocation | MeasurementLocation | normallyDead | FrequencyRelay | ScadaDeviceObject | normallyDead | MeasurementLocation attributes moved to parent PowerSystemResource
MeasurementLocation | MeasurementLocation | normallyDead | GenericEquipment | ScadaDeviceObject | normallyDead | MeasurementLocation attributes moved to parent PowerSystemResource
MeasurementLocation | MeasurementLocation | normallyDead | GenericTransConstraint | ScadaDeviceObject | normallyDead | MeasurementLocation attributes moved to parent PowerSystemResource
MeasurementLocation | MeasurementLocation | normallyDead | GenericUnderfrequencyRelay | ScadaDeviceObject | normallyDead | MeasurementLocation attributes moved to parent PowerSystemResource
MeasurementLocation | MeasurementLocation | normallyDead | GroundDisconnector | ScadaDeviceObject | normallyDead | MeasurementLocation attributes moved to parent PowerSystemResource
MeasurementLocation | MeasurementLocation | normallyDead | HostControlArea | ScadaDeviceObject | normallyDead | MeasurementLocation attributes moved to parent PowerSystemResource
MeasurementLocation | MeasurementLocation | normallyDead | HydroGeneratingUnit | ScadaDeviceObject | normallyDead | MeasurementLocation attributes moved to parent PowerSystemResource
MeasurementLocation | MeasurementLocation | normallyDead | Line | ScadaDeviceObject | normallyDead | MeasurementLocation attributes moved to parent PowerSystemResource
MeasurementLocation | MeasurementLocation | normallyDead | LinearShuntCompensator | ScadaDeviceObject | normallyDead | MeasurementLocation attributes moved to parent PowerSystemResource
MeasurementLocation | MeasurementLocation | normallyDead | LoadResource | ScadaDeviceObject | normallyDead | MeasurementLocation attributes moved to parent PowerSystemResource
MeasurementLocation | MeasurementLocation | normallyDead | MeteorologicalStation | ScadaDeviceObject | normallyDead | MeasurementLocation attributes moved to parent PowerSystemResource
MeasurementLocation | MeasurementLocation | normallyDead | MondoSolarGeneratingUnit | ScadaDeviceObject | normallyDead | MeasurementLocation attributes moved to parent PowerSystemResource
MeasurementLocation | MeasurementLocation | normallyDead | MondoWindGeneratingUnit | ScadaDeviceObject | normallyDead | MeasurementLocation attributes moved to parent PowerSystemResource
MeasurementLocation | MeasurementLocation | normallyDead | MultiSectionLineGroup | ScadaDeviceObject | normallyDead | MeasurementLocation attributes moved to parent PowerSystemResource
MeasurementLocation | MeasurementLocation | normallyDead | NonConformLoad | ScadaDeviceObject | normallyDead | MeasurementLocation attributes moved to parent PowerSystemResource
MeasurementLocation | MeasurementLocation | normallyDead | NuclearGeneratingUnit | ScadaDeviceObject | normallyDead | MeasurementLocation attributes moved to parent PowerSystemResource
MeasurementLocation | MeasurementLocation | normallyDead | PhaseTapChangerLinear | ScadaDeviceObject | normallyDead | MeasurementLocation attributes moved to parent PowerSystemResource
MeasurementLocation | MeasurementLocation | normallyDead | PowerTransformer | ScadaDeviceObject | normallyDead | MeasurementLocation attributes moved to parent PowerSystemResource
MeasurementLocation | MeasurementLocation | normallyDead | PowerTransformerEnd | ScadaDeviceObject | normallyDead | MeasurementLocation attributes moved to parent PowerSystemResource
MeasurementLocation | MeasurementLocation | normallyDead | RatioTapChanger | ScadaDeviceObject | normallyDead | MeasurementLocation attributes moved to parent PowerSystemResource
MeasurementLocation | MeasurementLocation | normallyDead | RegulatingControl | ScadaDeviceObject | normallyDead | MeasurementLocation attributes moved to parent PowerSystemResource
MeasurementLocation | MeasurementLocation | normallyDead | RemedialActionScheme | ScadaDeviceObject | normallyDead | MeasurementLocation attributes moved to parent PowerSystemResource
MeasurementLocation | MeasurementLocation | normallyDead | RemoteUnit | ScadaDeviceObject | normallyDead | MeasurementLocation attributes moved to parent PowerSystemResource
MeasurementLocation | MeasurementLocation | normallyDead | ResourceController | ScadaDeviceObject | normallyDead | MeasurementLocation attributes moved to parent PowerSystemResource
MeasurementLocation | MeasurementLocation | normallyDead | SeriesCompensator | ScadaDeviceObject | normallyDead | MeasurementLocation attributes moved to parent PowerSystemResource
MeasurementLocation | MeasurementLocation | normallyDead | ShuntCompensatorAlt | ScadaDeviceObject | normallyDead | MeasurementLocation attributes moved to parent PowerSystemResource
MeasurementLocation | MeasurementLocation | normallyDead | SolarGeneratingUnit | ScadaDeviceObject | normallyDead | MeasurementLocation attributes moved to parent PowerSystemResource
MeasurementLocation | MeasurementLocation | normallyDead | SpecialMessagingScheme | ScadaDeviceObject | normallyDead | MeasurementLocation attributes moved to parent PowerSystemResource
MeasurementLocation | MeasurementLocation | normallyDead | StaticVarCompensator | ScadaDeviceObject | normallyDead | MeasurementLocation attributes moved to parent PowerSystemResource
MeasurementLocation | MeasurementLocation | normallyDead | Substation | ScadaDeviceObject | normallyDead | MeasurementLocation attributes moved to parent PowerSystemResource
MeasurementLocation | MeasurementLocation | normallyDead | SynchrocheckRelay | ScadaDeviceObject | normallyDead | MeasurementLocation attributes moved to parent PowerSystemResource
MeasurementLocation | MeasurementLocation | normallyDead | SynchronousCondenser | ScadaDeviceObject | normallyDead | MeasurementLocation attributes moved to parent PowerSystemResource
MeasurementLocation | MeasurementLocation | normallyDead | SynchronousMachine | ScadaDeviceObject | normallyDead | MeasurementLocation attributes moved to parent PowerSystemResource
MeasurementLocation | MeasurementLocation | normallyDead | TapChangerAlt | ScadaDeviceObject | normallyDead | MeasurementLocation attributes moved to parent PowerSystemResource
MeasurementLocation | MeasurementLocation | normallyDead | TapChangerControl | ScadaDeviceObject | normallyDead | MeasurementLocation attributes moved to parent PowerSystemResource
MeasurementLocation | MeasurementLocation | normallyDead | ThermalGeneratingUnit | ScadaDeviceObject | normallyDead | MeasurementLocation attributes moved to parent PowerSystemResource
MeasurementLocation | MeasurementLocation | normallyDead | VoltageLevel | ScadaDeviceObject | normallyDead | MeasurementLocation attributes moved to parent PowerSystemResource
MeasurementLocation | MeasurementLocation | normallyDead | VoltageRelay | ScadaDeviceObject | normallyDead | MeasurementLocation attributes moved to parent PowerSystemResource
MeasurementLocation | MeasurementLocation | normallyDead | WeatherStation | ScadaDeviceObject | normallyDead | MeasurementLocation attributes moved to parent PowerSystemResource
MeasurementLocation | MeasurementLocation | normallyDead | WindGeneratingUnit | ScadaDeviceObject | normallyDead | MeasurementLocation attributes moved to parent PowerSystemResource
MeasurementLocation | MeasurementLocation | overrideDefaultInhibitDefinition | ACLineSegment | AlarmableObject | overrideDefaultInhibitDefinition | MeasurementLocation attributes moved to parent PowerSystemResource
MeasurementLocation | MeasurementLocation | overrideDefaultInhibitDefinition | Bay | AlarmableObject | overrideDefaultInhibitDefinition | MeasurementLocation attributes moved to parent PowerSystemResource
MeasurementLocation | MeasurementLocation | overrideDefaultInhibitDefinition | Breaker | AlarmableObject | overrideDefaultInhibitDefinition | MeasurementLocation attributes moved to parent PowerSystemResource
MeasurementLocation | MeasurementLocation | overrideDefaultInhibitDefinition | BusbarSection | AlarmableObject | overrideDefaultInhibitDefinition | MeasurementLocation attributes moved to parent PowerSystemResource
MeasurementLocation | MeasurementLocation | overrideDefaultInhibitDefinition | CombinedCycleConfiguration | AlarmableObject | overrideDefaultInhibitDefinition | MeasurementLocation attributes moved to parent PowerSystemResource
MeasurementLocation | MeasurementLocation | overrideDefaultInhibitDefinition | CombinedCyclePlant | AlarmableObject | overrideDefaultInhibitDefinition | MeasurementLocation attributes moved to parent PowerSystemResource
MeasurementLocation | MeasurementLocation | overrideDefaultInhibitDefinition | ConformLoad | AlarmableObject | overrideDefaultInhibitDefinition | MeasurementLocation attributes moved to parent PowerSystemResource
MeasurementLocation | MeasurementLocation | overrideDefaultInhibitDefinition | ControllableLoadResource | AlarmableObject | overrideDefaultInhibitDefinition | MeasurementLocation attributes moved to parent PowerSystemResource
MeasurementLocation | MeasurementLocation | overrideDefaultInhibitDefinition | Disconnector | AlarmableObject | overrideDefaultInhibitDefinition | MeasurementLocation attributes moved to parent PowerSystemResource
MeasurementLocation | MeasurementLocation | overrideDefaultInhibitDefinition | DistributionGeneration | AlarmableObject | overrideDefaultInhibitDefinition | MeasurementLocation attributes moved to parent PowerSystemResource
MeasurementLocation | MeasurementLocation | overrideDefaultInhibitDefinition | ElectricalBus | AlarmableObject | overrideDefaultInhibitDefinition | MeasurementLocation attributes moved to parent PowerSystemResource
MeasurementLocation | MeasurementLocation | overrideDefaultInhibitDefinition | EndCap | AlarmableObject | overrideDefaultInhibitDefinition | MeasurementLocation attributes moved to parent PowerSystemResource
MeasurementLocation | MeasurementLocation | overrideDefaultInhibitDefinition | EnergyProducerResourceMeter | AlarmableObject | overrideDefaultInhibitDefinition | MeasurementLocation attributes moved to parent PowerSystemResource
MeasurementLocation | MeasurementLocation | overrideDefaultInhibitDefinition | FrequencyRelay | AlarmableObject | overrideDefaultInhibitDefinition | MeasurementLocation attributes moved to parent PowerSystemResource
MeasurementLocation | MeasurementLocation | overrideDefaultInhibitDefinition | GenericEquipment | AlarmableObject | overrideDefaultInhibitDefinition | MeasurementLocation attributes moved to parent PowerSystemResource
MeasurementLocation | MeasurementLocation | overrideDefaultInhibitDefinition | GenericTransConstraint | AlarmableObject | overrideDefaultInhibitDefinition | MeasurementLocation attributes moved to parent PowerSystemResource
MeasurementLocation | MeasurementLocation | overrideDefaultInhibitDefinition | GenericUnderfrequencyRelay | AlarmableObject | overrideDefaultInhibitDefinition | MeasurementLocation attributes moved to parent PowerSystemResource
MeasurementLocation | MeasurementLocation | overrideDefaultInhibitDefinition | GroundDisconnector | AlarmableObject | overrideDefaultInhibitDefinition | MeasurementLocation attributes moved to parent PowerSystemResource
MeasurementLocation | MeasurementLocation | overrideDefaultInhibitDefinition | HostControlArea | AlarmableObject | overrideDefaultInhibitDefinition | MeasurementLocation attributes moved to parent PowerSystemResource
MeasurementLocation | MeasurementLocation | overrideDefaultInhibitDefinition | HydroGeneratingUnit | AlarmableObject | overrideDefaultInhibitDefinition | MeasurementLocation attributes moved to parent PowerSystemResource
MeasurementLocation | MeasurementLocation | overrideDefaultInhibitDefinition | Line | AlarmableObject | overrideDefaultInhibitDefinition | MeasurementLocation attributes moved to parent PowerSystemResource
MeasurementLocation | MeasurementLocation | overrideDefaultInhibitDefinition | LinearShuntCompensator | AlarmableObject | overrideDefaultInhibitDefinition | MeasurementLocation attributes moved to parent PowerSystemResource
MeasurementLocation | MeasurementLocation | overrideDefaultInhibitDefinition | LoadResource | AlarmableObject | overrideDefaultInhibitDefinition | MeasurementLocation attributes moved to parent PowerSystemResource
MeasurementLocation | MeasurementLocation | overrideDefaultInhibitDefinition | MeteorologicalStation | AlarmableObject | overrideDefaultInhibitDefinition | MeasurementLocation attributes moved to parent PowerSystemResource
MeasurementLocation | MeasurementLocation | overrideDefaultInhibitDefinition | MondoSolarGeneratingUnit | AlarmableObject | overrideDefaultInhibitDefinition | MeasurementLocation attributes moved to parent PowerSystemResource
MeasurementLocation | MeasurementLocation | overrideDefaultInhibitDefinition | MondoWindGeneratingUnit | AlarmableObject | overrideDefaultInhibitDefinition | MeasurementLocation attributes moved to parent PowerSystemResource
MeasurementLocation | MeasurementLocation | overrideDefaultInhibitDefinition | MultiSectionLineGroup | AlarmableObject | overrideDefaultInhibitDefinition | MeasurementLocation attributes moved to parent PowerSystemResource
MeasurementLocation | MeasurementLocation | overrideDefaultInhibitDefinition | NonConformLoad | AlarmableObject | overrideDefaultInhibitDefinition | MeasurementLocation attributes moved to parent PowerSystemResource
MeasurementLocation | MeasurementLocation | overrideDefaultInhibitDefinition | NuclearGeneratingUnit | AlarmableObject | overrideDefaultInhibitDefinition | MeasurementLocation attributes moved to parent PowerSystemResource
MeasurementLocation | MeasurementLocation | overrideDefaultInhibitDefinition | PhaseTapChangerLinear | AlarmableObject | overrideDefaultInhibitDefinition | MeasurementLocation attributes moved to parent PowerSystemResource
MeasurementLocation | MeasurementLocation | overrideDefaultInhibitDefinition | PowerTransformer | AlarmableObject | overrideDefaultInhibitDefinition | MeasurementLocation attributes moved to parent PowerSystemResource
MeasurementLocation | MeasurementLocation | overrideDefaultInhibitDefinition | PowerTransformerEnd | AlarmableObject | overrideDefaultInhibitDefinition | MeasurementLocation attributes moved to parent PowerSystemResource
MeasurementLocation | MeasurementLocation | overrideDefaultInhibitDefinition | RatioTapChanger | AlarmableObject | overrideDefaultInhibitDefinition | MeasurementLocation attributes moved to parent PowerSystemResource
MeasurementLocation | MeasurementLocation | overrideDefaultInhibitDefinition | RegulatingControl | AlarmableObject | overrideDefaultInhibitDefinition | MeasurementLocation attributes moved to parent PowerSystemResource
MeasurementLocation | MeasurementLocation | overrideDefaultInhibitDefinition | RemedialActionScheme | AlarmableObject | overrideDefaultInhibitDefinition | MeasurementLocation attributes moved to parent PowerSystemResource
MeasurementLocation | MeasurementLocation | overrideDefaultInhibitDefinition | RemoteUnit | AlarmableObject | overrideDefaultInhibitDefinition | MeasurementLocation attributes moved to parent PowerSystemResource
MeasurementLocation | MeasurementLocation | overrideDefaultInhibitDefinition | ResourceController | AlarmableObject | overrideDefaultInhibitDefinition | MeasurementLocation attributes moved to parent PowerSystemResource
MeasurementLocation | MeasurementLocation | overrideDefaultInhibitDefinition | SeriesCompensator | AlarmableObject | overrideDefaultInhibitDefinition | MeasurementLocation attributes moved to parent PowerSystemResource
MeasurementLocation | MeasurementLocation | overrideDefaultInhibitDefinition | ShuntCompensatorAlt | AlarmableObject | overrideDefaultInhibitDefinition | MeasurementLocation attributes moved to parent PowerSystemResource
MeasurementLocation | MeasurementLocation | overrideDefaultInhibitDefinition | SolarGeneratingUnit | AlarmableObject | overrideDefaultInhibitDefinition | MeasurementLocation attributes moved to parent PowerSystemResource
MeasurementLocation | MeasurementLocation | overrideDefaultInhibitDefinition | SpecialMessagingScheme | AlarmableObject | overrideDefaultInhibitDefinition | MeasurementLocation attributes moved to parent PowerSystemResource
MeasurementLocation | MeasurementLocation | overrideDefaultInhibitDefinition | StaticVarCompensator | AlarmableObject | overrideDefaultInhibitDefinition | MeasurementLocation attributes moved to parent PowerSystemResource
MeasurementLocation | MeasurementLocation | overrideDefaultInhibitDefinition | Substation | AlarmableObject | overrideDefaultInhibitDefinition | MeasurementLocation attributes moved to parent PowerSystemResource
MeasurementLocation | MeasurementLocation | overrideDefaultInhibitDefinition | SynchrocheckRelay | AlarmableObject | overrideDefaultInhibitDefinition | MeasurementLocation attributes moved to parent PowerSystemResource
MeasurementLocation | MeasurementLocation | overrideDefaultInhibitDefinition | SynchronousCondenser | AlarmableObject | overrideDefaultInhibitDefinition | MeasurementLocation attributes moved to parent PowerSystemResource
MeasurementLocation | MeasurementLocation | overrideDefaultInhibitDefinition | SynchronousMachine | AlarmableObject | overrideDefaultInhibitDefinition | MeasurementLocation attributes moved to parent PowerSystemResource
MeasurementLocation | MeasurementLocation | overrideDefaultInhibitDefinition | TapChangerAlt | AlarmableObject | overrideDefaultInhibitDefinition | MeasurementLocation attributes moved to parent PowerSystemResource
MeasurementLocation | MeasurementLocation | overrideDefaultInhibitDefinition | TapChangerControl | AlarmableObject | overrideDefaultInhibitDefinition | MeasurementLocation attributes moved to parent PowerSystemResource
MeasurementLocation | MeasurementLocation | overrideDefaultInhibitDefinition | ThermalGeneratingUnit | AlarmableObject | overrideDefaultInhibitDefinition | MeasurementLocation attributes moved to parent PowerSystemResource
MeasurementLocation | MeasurementLocation | overrideDefaultInhibitDefinition | VoltageLevel | AlarmableObject | overrideDefaultInhibitDefinition | MeasurementLocation attributes moved to parent PowerSystemResource
MeasurementLocation | MeasurementLocation | overrideDefaultInhibitDefinition | VoltageRelay | AlarmableObject | overrideDefaultInhibitDefinition | MeasurementLocation attributes moved to parent PowerSystemResource
MeasurementLocation | MeasurementLocation | overrideDefaultInhibitDefinition | WeatherStation | AlarmableObject | overrideDefaultInhibitDefinition | MeasurementLocation attributes moved to parent PowerSystemResource
MeasurementLocation | MeasurementLocation | overrideDefaultInhibitDefinition | WindGeneratingUnit | AlarmableObject | overrideDefaultInhibitDefinition | MeasurementLocation attributes moved to parent PowerSystemResource
MeasurementLocation | IdentifiedObject | name |  |  | **REMOVED**
MeasurementLocation | IdentifiedObject | description |  |  | **REMOVED**
MeasurementLocation | IdentifiedObject | aliasName |  |  | **REMOVED**
MeasurementLocation | IdentifiedObject | localName |  |  | **REMOVED**
MeasurementLocation | IdentifiedObject | mRID |  |  | **REMOVED**
MeasurementLocation | IdentifiedObject | pathName |  |  | **REMOVED**
MeasurementLocation | MeasurementLocation | abnormalForAlarm |  |  | **REMOVED**
MeasurementLocation | MeasurementLocation | abnormalForSCADA |  |  | **REMOVED**
MeasurementLocation | MeasurementLocation | audibleTone |  |  | **REMOVED**
MeasurementLocation | MeasurementLocation | loggingAndAlarmList |  |  | **REMOVED**
MeasurementLocation | MeasurementLocation | unacknowledgedAlarmList |  |  | **REMOVED**
MeasurementType | IdentifiedObject | name | Analog | Measurement | measurementType | MeasurementType is removed. For Measurements, the name of the linked MeasurementType becomes the measurementType attribute
MeasurementType | IdentifiedObject | name | Discrete | Measurement | measurementType | MeasurementType is removed. For Measurements, the name of the linked MeasurementType becomes the measurementType attribute
MeasurementType | IdentifiedObject | description |  |  | **REMOVED**
MeasurementType | IdentifiedObject | aliasName |  |  | **REMOVED**
MeasurementType | IdentifiedObject | localName |  |  | **REMOVED**
MeasurementType | IdentifiedObject | mRID |  |  | **REMOVED**
MeasurementType | IdentifiedObject | pathName |  |  | **REMOVED**
MeasurementValueQuality | Quality61850 | badReference | MeasurementValueQuality | Quality61850 | badReference
MeasurementValueQuality | Quality61850 | estimatorReplaced | MeasurementValueQuality | Quality61850 | estimatorReplaced
MeasurementValueQuality | Quality61850 | failure | MeasurementValueQuality | Quality61850 | failure
MeasurementValueQuality | MeasurementValueQuality | hasCOV | MeasurementValueQuality | MeasurementValueQuality | hasCOV
MeasurementValueQuality | MeasurementValueQuality | hasQuality | MeasurementValueQuality | MeasurementValueQuality | hasQuality
MeasurementValueQuality | MeasurementValueQuality | hasTimestamp | MeasurementValueQuality | MeasurementValueQuality | hasTimestamp
MeasurementValueQuality | Quality61850 | oldData | MeasurementValueQuality | Quality61850 | oldData
MeasurementValueQuality | Quality61850 | operatorBlocked | MeasurementValueQuality | Quality61850 | operatorBlocked
MeasurementValueQuality | Quality61850 | oscillatory | MeasurementValueQuality | Quality61850 | oscillatory
MeasurementValueQuality | Quality61850 | outOfRange | MeasurementValueQuality | Quality61850 | outOfRange
MeasurementValueQuality | Quality61850 | overFlow | MeasurementValueQuality | Quality61850 | overFlow
MeasurementValueQuality | Quality61850 | source | MeasurementValueQuality | Quality61850 | source
MeasurementValueQuality | Quality61850 | suspect | MeasurementValueQuality | Quality61850 | suspect
MeasurementValueQuality | Quality61850 | test | MeasurementValueQuality | Quality61850 | test
MeasurementValueQuality | Quality61850 | validity | MeasurementValueQuality | Quality61850 | validity
MeasurementValueQuality | IdentifiedObject | name | MeasurementValueQuality | RootType | name
MeasurementValueQuality | IdentifiedObject | description |  |  | **REMOVED**
MeasurementValueQuality | IdentifiedObject | aliasName |  |  | **REMOVED**
MeasurementValueQuality | IdentifiedObject | localName |  |  | **REMOVED**
MeasurementValueQuality | IdentifiedObject | mRID |  |  | **REMOVED**
MeasurementValueQuality | IdentifiedObject | pathName |  |  | **REMOVED**
MeasurementValueQuality | MeasurementValueQuality | zonalAttribute |  |  | **REMOVED**
MeasurementValueSource | IdentifiedObject | aliasName | MeasurementValueSource | IdentifiedObject | aliasName
MeasurementValueSource | MeasurementValueSource | biverAus | MeasurementValueSource | MeasurementValueSource | biverAus
MeasurementValueSource | MeasurementValueSource | biverTay | MeasurementValueSource | MeasurementValueSource | biverTay
MeasurementValueSource | MeasurementValueSource | BufferTime | MeasurementValueSource | MeasurementValueSource | BufferTime
MeasurementValueSource | MeasurementValueSource | defaultDataSetPeriod | MeasurementValueSource | MeasurementValueSource | defaultDataSetPeriod
MeasurementValueSource | IdentifiedObject | description | MeasurementValueSource | IdentifiedObject | description
MeasurementValueSource | MeasurementValueSource | GraceTime | MeasurementValueSource | MeasurementValueSource | GraceTime
MeasurementValueSource | MeasurementValueSource | iccpDomainAus | MeasurementValueSource | MeasurementValueSource | iccpDomainAus
MeasurementValueSource | MeasurementValueSource | iccpDomainTay | MeasurementValueSource | MeasurementValueSource | iccpDomainTay
MeasurementValueSource | MeasurementValueSource | IntegrityPeriod | MeasurementValueSource | MeasurementValueSource | IntegrityPeriod
MeasurementValueSource | MeasurementValueSource | lnkapp | MeasurementValueSource | MeasurementValueSource | lnkapp
MeasurementValueSource | IdentifiedObject | localName | MeasurementValueSource | IdentifiedObject | localName
MeasurementValueSource | MeasurementValueSource | MaxDisPerDataset | MeasurementValueSource | MeasurementValueSource | MaxDisPerDataset
MeasurementValueSource | MeasurementValueSource | maxScanRate | MeasurementValueSource | MeasurementValueSource | maxScanRate
MeasurementValueSource | IdentifiedObject | mRID | MeasurementValueSource | IdentifiedObject | mRID
MeasurementValueSource | MeasurementValueSource | notInService | MeasurementValueSource | MeasurementValueSource | notInService
MeasurementValueSource | IdentifiedObject | pathName | MeasurementValueSource | IdentifiedObject | pathName
MeasurementValueSource | MeasurementValueSource | pbool1 | MeasurementValueSource | MeasurementValueSource | pbool1
MeasurementValueSource | MeasurementValueSource | pbool2 | MeasurementValueSource | MeasurementValueSource | pbool2
MeasurementValueSource | MeasurementValueSource | pbool3 | MeasurementValueSource | MeasurementValueSource | pbool3
MeasurementValueSource | MeasurementValueSource | pbool4 | MeasurementValueSource | MeasurementValueSource | pbool4
MeasurementValueSource | MeasurementValueSource | pbool5 | MeasurementValueSource | MeasurementValueSource | pbool5
MeasurementValueSource | MeasurementValueSource | pbool6 | MeasurementValueSource | MeasurementValueSource | pbool6
MeasurementValueSource | MeasurementValueSource | pbool7 | MeasurementValueSource | MeasurementValueSource | pbool7
MeasurementValueSource | MeasurementValueSource | pbool8 | MeasurementValueSource | MeasurementValueSource | pbool8
MeasurementValueSource | MeasurementValueSource | protocolVersion | MeasurementValueSource | MeasurementValueSource | protocolVersion
MeasurementValueSource | MeasurementValueSource | remoteIdAus | MeasurementValueSource | MeasurementValueSource | remoteIdAus
MeasurementValueSource | MeasurementValueSource | remoteIdTay | MeasurementValueSource | MeasurementValueSource | remoteIdTay
MeasurementValueSource | MeasurementValueSource | savecaseType | MeasurementValueSource | MeasurementValueSource | savecaseType
MeasurementValueSource | MeasurementValueSource | trsfr | MeasurementValueSource | MeasurementValueSource | trsfr
MeasurementValueSource | IdentifiedObject | name | MeasurementValueSource | IdentifiedObject | name
MeasurementValueSource | MeasurementValueSource | zonalAttribute |  |  | **REMOVED**
MeteorologicalStation | IdentifiedObject | aliasName | MeteorologicalStation | IdentifiedObject | aliasName
MeteorologicalStation | IdentifiedObject | description | MeteorologicalStation | IdentifiedObject | description
MeteorologicalStation | MeteorologicalStation | heightInstBarometric | MeteorologicalStation | MeteorologicalStation | heightInstBarometric
MeteorologicalStation | MeteorologicalStation | heightInstIrrad | MeteorologicalStation | MeteorologicalStation | heightInstIrrad
MeteorologicalStation | MeteorologicalStation | heightInstTemp | MeteorologicalStation | MeteorologicalStation | heightInstTemp
MeteorologicalStation | MeteorologicalStation | heightInstWindDirect | MeteorologicalStation | MeteorologicalStation | heightInstWindDirect
MeteorologicalStation | MeteorologicalStation | heightInstWindSpeed | MeteorologicalStation | MeteorologicalStation | heightInstWindSpeed
MeteorologicalStation | IdentifiedObject | localName | MeteorologicalStation | IdentifiedObject | localName
MeteorologicalStation | IdentifiedObject | mRID | MeteorologicalStation | IdentifiedObject | mRID
MeteorologicalStation | IdentifiedObject | pathName | MeteorologicalStation | IdentifiedObject | pathName
MeteorologicalStation | IdentifiedObject | name | MeteorologicalStation | IdentifiedObject | name
MeterConfiguration | IdentifiedObject | aliasName | MeterConfiguration | IdentifiedObject | aliasName
MeterConfiguration | IdentifiedObject | description | MeterConfiguration | IdentifiedObject | description
MeterConfiguration | IdentifiedObject | localName | MeterConfiguration | IdentifiedObject | localName
MeterConfiguration | IdentifiedObject | mRID | MeterConfiguration | IdentifiedObject | mRID
MeterConfiguration | IdentifiedObject | pathName | MeterConfiguration | IdentifiedObject | pathName
MeterConfiguration | IdentifiedObject | name | MeterConfiguration | IdentifiedObject | name
ModelBuild | ModelBuild | ModelBuilder | ModelBuild | ModelBuild | ModelBuilder
ModelBuild | ModelBuild | ModelBuildTime | ModelBuild | ModelBuild | ModelBuildTime
ModelBuild | ModelBuild | ModelDescription | ModelBuild | ModelBuild | ModelDescription
ModelBuild | ModelBuild | ModelProfile | ModelBuild | ModelBuild | ModelProfile
ModelBuild | ModelBuild | ValidDateRange | ModelBuild | ModelBuild | ValidDateRange
ModelBuild | RootType | name | ModelBuild | RootType | name
ModelBuild | RootType | name | ModelBuild | ModelBuild | ModelName
MondoSolarGeneratingUnit | IdentifiedObject | aliasName | MondoSolarGeneratingUnit | IdentifiedObject | aliasName
MondoSolarGeneratingUnit | PowerSystemResource | contingencyComponent | MondoSolarGeneratingUnit | PowerSystemResource | contingencyComponent
MondoSolarGeneratingUnit | IdentifiedObject | description | MondoSolarGeneratingUnit | IdentifiedObject | description
MondoSolarGeneratingUnit | IdentifiedObject | localName | MondoSolarGeneratingUnit | IdentifiedObject | localName
MondoSolarGeneratingUnit | IdentifiedObject | mRID | MondoSolarGeneratingUnit | IdentifiedObject | mRID
MondoSolarGeneratingUnit | IdentifiedObject | pathName | MondoSolarGeneratingUnit | IdentifiedObject | pathName
MondoSolarGeneratingUnit | PowerSystemResource | teid | MondoSolarGeneratingUnit | PowerSystemResource | teid
MondoSolarGeneratingUnit | IdentifiedObject | name | MondoSolarGeneratingUnit | IdentifiedObject | name
MondoWindGeneratingUnit | IdentifiedObject | aliasName | MondoWindGeneratingUnit | IdentifiedObject | aliasName
MondoWindGeneratingUnit | PowerSystemResource | contingencyComponent | MondoWindGeneratingUnit | PowerSystemResource | contingencyComponent
MondoWindGeneratingUnit | IdentifiedObject | description | MondoWindGeneratingUnit | IdentifiedObject | description
MondoWindGeneratingUnit | IdentifiedObject | localName | MondoWindGeneratingUnit | IdentifiedObject | localName
MondoWindGeneratingUnit | IdentifiedObject | mRID | MondoWindGeneratingUnit | IdentifiedObject | mRID
MondoWindGeneratingUnit | IdentifiedObject | pathName | MondoWindGeneratingUnit | IdentifiedObject | pathName
MondoWindGeneratingUnit | PowerSystemResource | teid | MondoWindGeneratingUnit | PowerSystemResource | teid
MondoWindGeneratingUnit | IdentifiedObject | name | MondoWindGeneratingUnit | IdentifiedObject | name
MonitoredGroup | MonitoredGroup | active | MonitoredGroup | MonitoredGroup | active
MonitoredGroup | IdentifiedObject | aliasName | MonitoredGroup | IdentifiedObject | aliasName
MonitoredGroup | IdentifiedObject | description | MonitoredGroup | IdentifiedObject | description
MonitoredGroup | IdentifiedObject | localName | MonitoredGroup | IdentifiedObject | localName
MonitoredGroup | IdentifiedObject | mRID | MonitoredGroup | IdentifiedObject | mRID
MonitoredGroup | IdentifiedObject | pathName | MonitoredGroup | IdentifiedObject | pathName
MonitoredGroup | IdentifiedObject | name | MonitoredGroup | IdentifiedObject | name
MultiSectionLineGroup | IdentifiedObject | aliasName | MultiSectionLineGroup | IdentifiedObject | aliasName
MultiSectionLineGroup | PowerSystemResource | contingencyComponent | MultiSectionLineGroup | PowerSystemResource | contingencyComponent
MultiSectionLineGroup | IdentifiedObject | description | MultiSectionLineGroup | IdentifiedObject | description
MultiSectionLineGroup | IdentifiedObject | localName | MultiSectionLineGroup | IdentifiedObject | localName
MultiSectionLineGroup | IdentifiedObject | mRID | MultiSectionLineGroup | IdentifiedObject | mRID
MultiSectionLineGroup | IdentifiedObject | pathName | MultiSectionLineGroup | IdentifiedObject | pathName
MultiSectionLineGroup | MultiSectionLineGroup | psseid | MultiSectionLineGroup | Resources | PSSEID
MultiSectionLineGroup | PowerSystemResource | teid | MultiSectionLineGroup | PowerSystemResource | teid
MultiSectionLineGroup | IdentifiedObject | name | MultiSectionLineGroup | IdentifiedObject | name
MVArCapabilityCurve | IdentifiedObject | name | ReactiveCapabilityCurve | IdentifiedObject | name
MVArCapabilityCurve | IdentifiedObject | description | ReactiveCapabilityCurve | IdentifiedObject | description
MVArCapabilityCurve | IdentifiedObject | aliasName | ReactiveCapabilityCurve | IdentifiedObject | aliasName
MVArCapabilityCurve | IdentifiedObject | localName | ReactiveCapabilityCurve | IdentifiedObject | localName
MVArCapabilityCurve | IdentifiedObject | mRID | ReactiveCapabilityCurve | IdentifiedObject | mRID
MVArCapabilityCurve | IdentifiedObject | pathName | ReactiveCapabilityCurve | IdentifiedObject | pathName
MVArCapabilityCurve | Curve | curveStyle | ReactiveCapabilityCurve | Curve | curveStyle
MVArCapabilityCurve | Curve | xUnit | ReactiveCapabilityCurve | Curve | xUnit | Unit is changed to enumerated unit and multiplier
MVArCapabilityCurve | Curve | xUnit | ReactiveCapabilityCurve | Curve | xMultiplier | Unit is changed to enumerated unit and multiplier
MVArCapabilityCurve | MVArCapabilityCurve | coolantTemperature | ReactiveCapabilityCurve | ReactiveCapabilityCurve | coolantTemperature
MVArCapabilityCurve | MVArCapabilityCurve | hydrogenPressure | ReactiveCapabilityCurve | ReactiveCapabilityCurve | hydrogenPressure
MVArCapabilityCurve | Curve | y1Unit | ReactiveCapabilityCurve | Curve | y1Unit | Unit is changed to enumerated unit and multiplier
MVArCapabilityCurve | Curve | y1Unit | ReactiveCapabilityCurve | Curve | y1Multiplier | Unit is changed to enumerated unit and multiplier
MVArCapabilityCurve | Curve | y2Unit | ReactiveCapabilityCurve | Curve | y2Unit | Unit is changed to enumerated unit and multiplier
MVArCapabilityCurve | Curve | y2Unit | ReactiveCapabilityCurve | Curve | y2Multiplier | Unit is changed to enumerated unit and multiplier
NodePair | IdentifiedObject | aliasName | NodePair | IdentifiedObject | aliasName
NodePair | IdentifiedObject | description | NodePair | IdentifiedObject | description
NodePair | IdentifiedObject | localName | NodePair | IdentifiedObject | localName
NodePair | NodePair | maxAngle | NodePair | NodePair | maxAngle
NodePair | IdentifiedObject | mRID | NodePair | IdentifiedObject | mRID
NodePair | IdentifiedObject | pathName | NodePair | IdentifiedObject | pathName
NodePair | NodePair | tempConAssoc | NodePair | NodePair | tempConAssoc
NodePair | IdentifiedObject | name | NodePair | IdentifiedObject | name
NonConformLoad | IdentifiedObject | name | NonConformLoad | IdentifiedObject | name
NonConformLoad | IdentifiedObject | description | NonConformLoad | IdentifiedObject | description
NonConformLoad | IdentifiedObject | aliasName | NonConformLoad | IdentifiedObject | aliasName
NonConformLoad | IdentifiedObject | localName | NonConformLoad | IdentifiedObject | localName
NonConformLoad | IdentifiedObject | mRID | NonConformLoad | IdentifiedObject | mRID
NonConformLoad | IdentifiedObject | pathName | NonConformLoad | IdentifiedObject | pathName
NonConformLoad | PowerSystemResource | teid | NonConformLoad | PowerSystemResource | teid
NonConformLoad | PowerSystemResource | contingencyComponent | NonConformLoad | PowerSystemResource | contingencyComponent
NonConformLoad | Equipment | DAM_Monitored | NonConformLoad | Equipment | DAM_Monitored
NonConformLoad | Equipment | DAM_Secured | NonConformLoad | Equipment | DAM_Secured
NonConformLoad | Equipment | OUSPriority | NonConformLoad | Equipment | OUSPriority
NonConformLoad | Equipment | RUC_Monitored | NonConformLoad | Equipment | RUC_Monitored
NonConformLoad | Equipment | RUC_Secured | NonConformLoad | Equipment | RUC_Secured
NonConformLoad | Equipment | psseid | NonConformLoad | Resources | PSSEID
NonConformLoad | ConductingEquipment | remove | NonConformLoad | ConductingEquipment | remove
NonConformLoad | ConductingEquipment | removeEnable | NonConformLoad | ConductingEquipment | removeEnable
NonConformLoad | EnergyConsumer | customerCount | NonConformLoad | EnergyConsumer | customerCount
NonConformLoad | EnergyConsumer | maxMVAR | NonConformLoad | EnergyConsumer | Rmax
NonConformLoad | EnergyConsumer | maxMW | NonConformLoad | EnergyConsumer | Wmax
NonConformLoad | EnergyConsumer | minMVAR | NonConformLoad | EnergyConsumer | Rmin
NonConformLoad | EnergyConsumer | minMW | NonConformLoad | EnergyConsumer | Wmin
NonConformLoad | EnergyConsumer | pfixed | NonConformLoad | EnergyConsumer | p
NonConformLoad | EnergyConsumer | pfixedPct | NonConformLoad | EnergyConsumer | pfixedPct
NonConformLoad | EnergyConsumer | pnom | NonConformLoad | EnergyConsumer | pnom
NonConformLoad | EnergyConsumer | powerFactor | NonConformLoad | EnergyConsumer | powerFactor
NonConformLoad | EnergyConsumer | qfixed | NonConformLoad | EnergyConsumer | q
NonConformLoad | EnergyConsumer | qfixedPct | NonConformLoad | EnergyConsumer | qfixedPct
NonConformLoad | EnergyConsumer | qnom | NonConformLoad | EnergyConsumer | qnom
NonConformLoad | EnergyConsumer | interruptible | NonConformLoad | EnergyConsumer | interruptible
NonConformLoad | EnergyConsumer | DGENM | NonConformLoad | EnergyConsumer | DGENM
NonConformLoad | EnergyConsumer | DGENP | NonConformLoad | EnergyConsumer | DGENP
NonConformLoad | EnergyConsumer | DGENQ | NonConformLoad | EnergyConsumer | DGENQ
NonConformLoad | ConductingEquipment | phases |  |  | **REMOVED**
NonConformLoad | EnergyConsumer | conformingLoadFlag |  |  | **REMOVED**
NonConformLoad | EnergyConsumer | pFexp |  |  | **REMOVED**
NonConformLoad | EnergyConsumer | pVexp |  |  | **REMOVED**
NonConformLoad | EnergyConsumer | pnomPct |  |  | **REMOVED**
NonConformLoad | EnergyConsumer | qFexp |  |  | **REMOVED**
NonConformLoad | EnergyConsumer | qVexp |  |  | **REMOVED**
NonConformLoad | EnergyConsumer | qnomPct |  |  | **REMOVED**
NonConformLoadGroup | IdentifiedObject | aliasName | NonConformLoadGroup | IdentifiedObject | aliasName
NonConformLoadGroup | IdentifiedObject | description | NonConformLoadGroup | IdentifiedObject | description
NonConformLoadGroup | LoadGroup | forecastEnabled | NonConformLoadGroup | LoadGroup | forecastEnabled
NonConformLoadGroup | IdentifiedObject | localName | NonConformLoadGroup | IdentifiedObject | localName
NonConformLoadGroup | IdentifiedObject | mRID | NonConformLoadGroup | IdentifiedObject | mRID
NonConformLoadGroup | IdentifiedObject | pathName | NonConformLoadGroup | IdentifiedObject | pathName
NonConformLoadGroup | IdentifiedObject | name | NonConformLoadGroup | IdentifiedObject | name
NonConformLoadSchedule | IdentifiedObject | aliasName | NonConformLoadSchedule | IdentifiedObject | aliasName
NonConformLoadSchedule | IdentifiedObject | description | NonConformLoadSchedule | IdentifiedObject | description
NonConformLoadSchedule | RegularIntervalSchedule | endTime | NonConformLoadSchedule | RegularIntervalSchedule | endTime | when value '23:59:00' or '23:59:58' or '23:59:59' change to '9999-01-01 23:59:59'
NonConformLoadSchedule | IdentifiedObject | localName | NonConformLoadSchedule | IdentifiedObject | localName
NonConformLoadSchedule | IdentifiedObject | mRID | NonConformLoadSchedule | IdentifiedObject | mRID
NonConformLoadSchedule | IdentifiedObject | pathName | NonConformLoadSchedule | IdentifiedObject | pathName
NonConformLoadSchedule | BasicIntervalSchedule | startTime | NonConformLoadSchedule | BasicIntervalSchedule | startTime | when value '00:00:00' or '12:00:00' change to '2000-01-01 00:00:00'
NonConformLoadSchedule | RegularIntervalSchedule | timeStep | NonConformLoadSchedule | RegularIntervalSchedule | timeStep
NonConformLoadSchedule | BasicIntervalSchedule | value1Unit | NonConformLoadSchedule | BasicIntervalSchedule | value1Unit | Unit is changed to enumerated unit and multiplier
NonConformLoadSchedule | BasicIntervalSchedule | value2Unit | NonConformLoadSchedule | BasicIntervalSchedule | value2Unit | Unit is changed to enumerated unit and multiplier
NonConformLoadSchedule | IdentifiedObject | name | NonConformLoadSchedule | IdentifiedObject | name
NonConformLoadSchedule | BasicIntervalSchedule | value1Unit | NonConformLoadSchedule | BasicIntervalSchedule | value1Multiplier | Unit is changed to enumerated unit and multiplier
NonConformLoadSchedule | BasicIntervalSchedule | value2Unit | NonConformLoadSchedule | BasicIntervalSchedule | value2Multiplier | Unit is changed to enumerated unit and multiplier
NuclearGeneratingUnit | IdentifiedObject | name | NuclearGeneratingUnit | IdentifiedObject | name
NuclearGeneratingUnit | IdentifiedObject | description | NuclearGeneratingUnit | IdentifiedObject | description
NuclearGeneratingUnit | IdentifiedObject | aliasName | NuclearGeneratingUnit | IdentifiedObject | aliasName
NuclearGeneratingUnit | IdentifiedObject | localName | NuclearGeneratingUnit | IdentifiedObject | localName
NuclearGeneratingUnit | IdentifiedObject | mRID | NuclearGeneratingUnit | IdentifiedObject | mRID
NuclearGeneratingUnit | IdentifiedObject | pathName | NuclearGeneratingUnit | IdentifiedObject | pathName
NuclearGeneratingUnit | PowerSystemResource | teid | NuclearGeneratingUnit | PowerSystemResource | teid
NuclearGeneratingUnit | PowerSystemResource | contingencyComponent | NuclearGeneratingUnit | PowerSystemResource | contingencyComponent
NuclearGeneratingUnit | Equipment | DAM_Monitored | NuclearGeneratingUnit | Equipment | DAM_Monitored
NuclearGeneratingUnit | Equipment | DAM_Secured | NuclearGeneratingUnit | Equipment | DAM_Secured
NuclearGeneratingUnit | Equipment | OUSPriority | NuclearGeneratingUnit | Equipment | OUSPriority
NuclearGeneratingUnit | Equipment | RUC_Monitored | NuclearGeneratingUnit | Equipment | RUC_Monitored
NuclearGeneratingUnit | Equipment | RUC_Secured | NuclearGeneratingUnit | Equipment | RUC_Secured
NuclearGeneratingUnit | Equipment | psseid | NuclearGeneratingUnit | Resources | PSSEID
NuclearGeneratingUnit | GeneratingUnit | controlPulseHigh | NuclearGeneratingUnit | GeneratingUnit | ControlPulseHigh
NuclearGeneratingUnit | GeneratingUnit | controlPulseLow | NuclearGeneratingUnit | GeneratingUnit | ControlPulseLow
NuclearGeneratingUnit | GeneratingUnit | efficiency | NuclearGeneratingUnit | GeneratingUnit | Efficiency
NuclearGeneratingUnit | GeneratingUnit | governorMPL | NuclearGeneratingUnit | GeneratingUnit | GovernorMPL
NuclearGeneratingUnit | GeneratingUnit | governorSCD | NuclearGeneratingUnit | GeneratingUnit | GovernorSCD
NuclearGeneratingUnit | GeneratingUnit | maximumEconomicMW | NuclearGeneratingUnit | GeneratingUnit | maxEconomicP
NuclearGeneratingUnit | GeneratingUnit | maximumOperatingMW | NuclearGeneratingUnit | GeneratingUnit | maxOperatingP
NuclearGeneratingUnit | GeneratingUnit | minimumEconomicMW | NuclearGeneratingUnit | GeneratingUnit | minEconomicP
NuclearGeneratingUnit | GeneratingUnit | minimumOperatingMW | NuclearGeneratingUnit | GeneratingUnit | minOperatingP
NuclearGeneratingUnit | GeneratingUnit | genOperatingMode | NuclearGeneratingUnit | GeneratingUnit | genOperatingMode
NuclearGeneratingUnit | GeneratingUnit | penaltyFactor | NuclearGeneratingUnit | GeneratingUnit | PenaltyFactor
NuclearGeneratingUnit | GeneratingUnit | PrimaryFuelType | NuclearGeneratingUnit | GeneratingUnit | PrimaryFuelType
NuclearGeneratingUnit | GeneratingUnit | SecondaryFuelType | NuclearGeneratingUnit | GeneratingUnit | SecondaryFuelType
NuclearGeneratingUnit | GeneratingUnit | stepChange | NuclearGeneratingUnit | GeneratingUnit | StepChange
NuclearGeneratingUnit | GeneratingUnit | allocSpinResMW | NuclearGeneratingUnit | GeneratingUnit | allocSpinResP
NuclearGeneratingUnit | GeneratingUnit | autoCntrlMarginMW | NuclearGeneratingUnit | GeneratingUnit | autoCntrlMarginP
NuclearGeneratingUnit | GeneratingUnit | baseMW | NuclearGeneratingUnit | GeneratingUnit | baseP
NuclearGeneratingUnit | GeneratingUnit | blackStart | NuclearGeneratingUnit | GeneratingUnit | blackStart
NuclearGeneratingUnit | GeneratingUnit | blockLoadTransfer | NuclearGeneratingUnit | GeneratingUnit | blockLoadTransfer
NuclearGeneratingUnit | GeneratingUnit | coldStartTime | NuclearGeneratingUnit | GeneratingUnit | coldStartTime
NuclearGeneratingUnit | GeneratingUnit | commercialOperationsDate | NuclearGeneratingUnit | GeneratingUnit | commercialOperationsDate
NuclearGeneratingUnit | GeneratingUnit | controlDeadband | NuclearGeneratingUnit | GeneratingUnit | controlDeadband
NuclearGeneratingUnit | GeneratingUnit | controlResponseRate | NuclearGeneratingUnit | GeneratingUnit | controlResponseRate
NuclearGeneratingUnit | GeneratingUnit | dispReserveFlag | NuclearGeneratingUnit | GeneratingUnit | dispReserveFlag
NuclearGeneratingUnit | GeneratingUnit | energyMinMW | NuclearGeneratingUnit | GeneratingUnit | energyMinMW
NuclearGeneratingUnit | GeneratingUnit | fastStartFlag | NuclearGeneratingUnit | GeneratingUnit | fastStartFlag
NuclearGeneratingUnit | GeneratingUnit | freqBias | NuclearGeneratingUnit | GeneratingUnit | freqBias
NuclearGeneratingUnit | GeneratingUnit | freqDevDeadband | NuclearGeneratingUnit | GeneratingUnit | freqDevDeadband
NuclearGeneratingUnit | GeneratingUnit | frequencyDeadBandHz | NuclearGeneratingUnit | GeneratingUnit | frequencyDeadBandHz
NuclearGeneratingUnit | GeneratingUnit | fuelPriority | NuclearGeneratingUnit | GeneratingUnit | fuelPriority
NuclearGeneratingUnit | GeneratingUnit | genControlMode | NuclearGeneratingUnit | GeneratingUnit | genControlMode
NuclearGeneratingUnit | GeneratingUnit | genControlSource | NuclearGeneratingUnit | GeneratingUnit | genControlSource
NuclearGeneratingUnit | GeneratingUnit | highControlLimit | NuclearGeneratingUnit | GeneratingUnit | highControlLimit
NuclearGeneratingUnit | GeneratingUnit | highReasonabilityLimit | NuclearGeneratingUnit | GeneratingUnit | highReasonabilityLimit
NuclearGeneratingUnit | GeneratingUnit | highReasonabilityRampRateLimit | NuclearGeneratingUnit | GeneratingUnit | highReasonabilityRampRateLimit
NuclearGeneratingUnit | GeneratingUnit | hotStartTime | NuclearGeneratingUnit | GeneratingUnit | hotStartTime
NuclearGeneratingUnit | GeneratingUnit | hotintTime | NuclearGeneratingUnit | GeneratingUnit | hotintTime
NuclearGeneratingUnit | GeneratingUnit | initialMW | NuclearGeneratingUnit | GeneratingUnit | initialP
NuclearGeneratingUnit | GeneratingUnit | intColdTime | NuclearGeneratingUnit | GeneratingUnit | intColdTime
NuclearGeneratingUnit | GeneratingUnit | intStartTime | NuclearGeneratingUnit | GeneratingUnit | intStartTime
NuclearGeneratingUnit | GeneratingUnit | longPF | NuclearGeneratingUnit | GeneratingUnit | longPF
NuclearGeneratingUnit | GeneratingUnit | lowControlLimit | NuclearGeneratingUnit | GeneratingUnit | lowControlLimit
NuclearGeneratingUnit | GeneratingUnit | lowReasonabilityLimit | NuclearGeneratingUnit | GeneratingUnit | lowReasonabilityLimit
NuclearGeneratingUnit | GeneratingUnit | lowReasonabilityRampRateLimit | NuclearGeneratingUnit | GeneratingUnit | lowReasonabilityRampRateLimit
NuclearGeneratingUnit | GeneratingUnit | lowerRampRate | NuclearGeneratingUnit | GeneratingUnit | lowerRampRate
NuclearGeneratingUnit | GeneratingUnit | maximumAllowableSpinngReserve | NuclearGeneratingUnit | GeneratingUnit | maximumAllowableSpinningReserve
NuclearGeneratingUnit | GeneratingUnit | maxCapacityLimit | NuclearGeneratingUnit | GeneratingUnit | maxCapacityLimit
NuclearGeneratingUnit | GeneratingUnit | maxDailyStarts | NuclearGeneratingUnit | GeneratingUnit | maxDailyStarts
NuclearGeneratingUnit | GeneratingUnit | maxDownRampRate | NuclearGeneratingUnit | GeneratingUnit | maxDownRampRate
NuclearGeneratingUnit | GeneratingUnit | maxONTime | NuclearGeneratingUnit | GeneratingUnit | maxONTime
NuclearGeneratingUnit | GeneratingUnit | maxResponseReserveLimit | NuclearGeneratingUnit | GeneratingUnit | maxResponseReserveLimit
NuclearGeneratingUnit | GeneratingUnit | maxSpinReserveContribution | NuclearGeneratingUnit | GeneratingUnit | maxSpinReserveContribution
NuclearGeneratingUnit | GeneratingUnit | maxUpRampRate | NuclearGeneratingUnit | GeneratingUnit | maxUpRampRate
NuclearGeneratingUnit | GeneratingUnit | maxWeeklyEnergy | NuclearGeneratingUnit | GeneratingUnit | maxWeeklyEnergy
NuclearGeneratingUnit | GeneratingUnit | maxWeeklyStarts | NuclearGeneratingUnit | GeneratingUnit | maxWeeklyStarts
NuclearGeneratingUnit | GeneratingUnit | maximumCurrentCapacity | NuclearGeneratingUnit | GeneratingUnit | maximumCurrentCapacity
NuclearGeneratingUnit | GeneratingUnit | maximumCurrentCapacityRef | NuclearGeneratingUnit | GeneratingUnit | maximumCurrentCapacityRef
NuclearGeneratingUnit | GeneratingUnit | maximumEconomicMWRef | NuclearGeneratingUnit | GeneratingUnit | maximumEconomicMWRef
NuclearGeneratingUnit | GeneratingUnit | minCapacityLimit | NuclearGeneratingUnit | GeneratingUnit | minCapacityLimit
NuclearGeneratingUnit | GeneratingUnit | minOFFTime | NuclearGeneratingUnit | GeneratingUnit | minOFFTime
NuclearGeneratingUnit | GeneratingUnit | minONTime | NuclearGeneratingUnit | GeneratingUnit | minONTime
NuclearGeneratingUnit | GeneratingUnit | minResponseReserveLimit | NuclearGeneratingUnit | GeneratingUnit | minResponseReserveLimit
NuclearGeneratingUnit | GeneratingUnit | minimumOffTime | NuclearGeneratingUnit | GeneratingUnit | minimumOffTime
NuclearGeneratingUnit | GeneratingUnit | modelDetail | NuclearGeneratingUnit | GeneratingUnit | modelDetail
NuclearGeneratingUnit | GeneratingUnit | normalPF | NuclearGeneratingUnit | GeneratingUnit | normalPF
NuclearGeneratingUnit | GeneratingUnit | onlineThresholdDeadbandPercent | NuclearGeneratingUnit | GeneratingUnit | onlineThresholdDeadbandPercent
NuclearGeneratingUnit | GeneratingUnit | qualificationStatus | NuclearGeneratingUnit | GeneratingUnit | qualificationStatus
NuclearGeneratingUnit | GeneratingUnit | raiseRampRate | NuclearGeneratingUnit | GeneratingUnit | raiseRampRate
NuclearGeneratingUnit | GeneratingUnit | ratedGrossMaxMW | NuclearGeneratingUnit | GeneratingUnit | ratedGrossMaxP
NuclearGeneratingUnit | GeneratingUnit | ratedGrossMinMW | NuclearGeneratingUnit | GeneratingUnit | ratedGrossMinP
NuclearGeneratingUnit | GeneratingUnit | ratedNetMaxMW | NuclearGeneratingUnit | GeneratingUnit | ratedNetMaxP
NuclearGeneratingUnit | GeneratingUnit | reliabilityMustRun | NuclearGeneratingUnit | GeneratingUnit | reliabilityMustRun
NuclearGeneratingUnit | GeneratingUnit | reserveDiscountFactor | NuclearGeneratingUnit | GeneratingUnit | reserveDiscountFactor
NuclearGeneratingUnit | GeneratingUnit | seasonalMaxSustainableRating | NuclearGeneratingUnit | GeneratingUnit | seasonalMaxSustainableRating
NuclearGeneratingUnit | GeneratingUnit | seasonalMinEmergencyRating | NuclearGeneratingUnit | GeneratingUnit | seasonalMinEmergencyRating
NuclearGeneratingUnit | GeneratingUnit | seasonalMinSustainableRating | NuclearGeneratingUnit | GeneratingUnit | seasonalMinSustainableRating
NuclearGeneratingUnit | GeneratingUnit | shortPF | NuclearGeneratingUnit | GeneratingUnit | shortPF
NuclearGeneratingUnit | GeneratingUnit | spinReserveRamp | NuclearGeneratingUnit | GeneratingUnit | spinReserveRamp
NuclearGeneratingUnit | GeneratingUnit | spinningReserveMax | NuclearGeneratingUnit | GeneratingUnit | spinningReserveMax
NuclearGeneratingUnit | GeneratingUnit | startupTime | NuclearGeneratingUnit | GeneratingUnit | startupTime
NuclearGeneratingUnit | GeneratingUnit | synCondenserCapable | NuclearGeneratingUnit | GeneratingUnit | synCondenserCapable
NuclearGeneratingUnit | GeneratingUnit | tieLinePF | NuclearGeneratingUnit | GeneratingUnit | tieLinePF
NuclearGeneratingUnit | GeneratingUnit | wfrmcr | NuclearGeneratingUnit | GeneratingUnit | wfrmcr
NuclearGeneratingUnit | GeneratingUnit | hasAMechanicalGovernor | NuclearGeneratingUnit | GeneratingUnit | hasAMechanicalGovernor
NuclearGeneratingUnit | GeneratingUnit | hasPFRExemption | NuclearGeneratingUnit | GeneratingUnit | hasPFRExemption
NuclearGeneratingUnit | GeneratingUnit | resourceCategoryE | NuclearGeneratingUnit | GeneratingUnit | resourceCategoryE
NuclearGeneratingUnit | GeneratingUnit | hasPSSExemption | NuclearGeneratingUnit | GeneratingUnit | hasPSSExemption
NuclearGeneratingUnit | GeneratingUnit | DeadbandForEvaluation | NuclearGeneratingUnit | GeneratingUnit | DeadbandForEvaluation
NuclearGeneratingUnit | GeneratingUnit | MWDeadbandForEvaluation | NuclearGeneratingUnit | GeneratingUnit | MWDeadbandForEvaluation
NuclearGeneratingUnit | GeneratingUnit | PFRExemption | NuclearGeneratingUnit | GeneratingUnit | PFRExemption
NuclearGeneratingUnit | GeneratingUnit | switchable | NuclearGeneratingUnit | GeneratingUnit | switchable
NuclearGeneratingUnit | GeneratingUnit | Dispatchable | NuclearGeneratingUnit | GeneratingUnit | Dispatchable
NuclearGeneratingUnit | GeneratingUnit | ScaleDownOnly | NuclearGeneratingUnit | GeneratingUnit | ScaleDownOnly
NuclearGeneratingUnit | GeneratingUnit | NFRC | NuclearGeneratingUnit | GeneratingUnit | NFRC
NuclearGeneratingUnit | GeneratingUnit | maxDesignTemp | NuclearGeneratingUnit | GeneratingUnit | maxDesignTemp
NuclearGeneratingUnit | GeneratingUnit | maxEngTemp | NuclearGeneratingUnit | GeneratingUnit | maxEngTemp
NuclearGeneratingUnit | GeneratingUnit | maxHistTemp | NuclearGeneratingUnit | GeneratingUnit | maxHistTemp
NuclearGeneratingUnit | GeneratingUnit | minDesignTemp | NuclearGeneratingUnit | GeneratingUnit | minDesignTemp
NuclearGeneratingUnit | GeneratingUnit | minEngTemp | NuclearGeneratingUnit | GeneratingUnit | minEngTemp
NuclearGeneratingUnit | GeneratingUnit | minHistTemp | NuclearGeneratingUnit | GeneratingUnit | minHistTemp
NuclearGeneratingUnit | GeneratingUnit | maxDesignTempDerate | NuclearGeneratingUnit | GeneratingUnit | maxDesignTempDerate
NuclearGeneratingUnit | GeneratingUnit | maxEngTempDerate | NuclearGeneratingUnit | GeneratingUnit | maxEngTempDerate
NuclearGeneratingUnit | GeneratingUnit | maxHistTempDerate | NuclearGeneratingUnit | GeneratingUnit | maxHistTempDerate
NuclearGeneratingUnit | GeneratingUnit | minDesignTempDerate | NuclearGeneratingUnit | GeneratingUnit | minDesignTempDerate
NuclearGeneratingUnit | GeneratingUnit | minEngTempDerate | NuclearGeneratingUnit | GeneratingUnit | minEngTempDerate
NuclearGeneratingUnit | GeneratingUnit | minHistTempDerate | NuclearGeneratingUnit | GeneratingUnit | minHistTempDerate
NuclearGeneratingUnit | GeneratingUnit | isBSCapable | NuclearGeneratingUnit | GeneratingUnit | isBSCapable
NuclearGeneratingUnit | GeneratingUnit | isIsocCapable | NuclearGeneratingUnit | GeneratingUnit | isIsocCapable
OperationalLimitType | OperationalLimitType | acceptableDuration | OperationalLimitType | OperationalLimitType | acceptableDuration
OperationalLimitType | IdentifiedObject | aliasName | OperationalLimitType | IdentifiedObject | aliasName
OperationalLimitType | IdentifiedObject | description | OperationalLimitType | IdentifiedObject | description
OperationalLimitType | OperationalLimitType | direction | OperationalLimitType | OperationalLimitType | direction
OperationalLimitType | OperationalLimitType | limitType | OperationalLimitType | OperationalLimitType | limitType
OperationalLimitType | IdentifiedObject | localName | OperationalLimitType | IdentifiedObject | localName
OperationalLimitType | IdentifiedObject | mRID | OperationalLimitType | IdentifiedObject | mRID
OperationalLimitType | IdentifiedObject | pathName | OperationalLimitType | IdentifiedObject | pathName
OperationalLimitType | IdentifiedObject | name | OperationalLimitType | IdentifiedObject | name
Operatorship | IdentifiedObject | aliasName | Operatorship | IdentifiedObject | aliasName
Operatorship | IdentifiedObject | description | Operatorship | IdentifiedObject | description
Operatorship | IdentifiedObject | localName | Operatorship | IdentifiedObject | localName
Operatorship | IdentifiedObject | mRID | Operatorship | IdentifiedObject | mRID
Operatorship | Operatorship | operatePercent | Operatorship | Operatorship | operatePercent
Operatorship | IdentifiedObject | pathName | Operatorship | IdentifiedObject | pathName
Operatorship | IdentifiedObject | name | Operatorship | IdentifiedObject | name
OwnerShareLimits | IdentifiedObject | aliasName | OwnerShareLimits | IdentifiedObject | aliasName
OwnerShareLimits | IdentifiedObject | description | OwnerShareLimits | IdentifiedObject | description
OwnerShareLimits | OwnerShareLimits | highReasonabilityLimit | OwnerShareLimits | OwnerShareLimits | highReasonabilityLimit
OwnerShareLimits | IdentifiedObject | localName | OwnerShareLimits | IdentifiedObject | localName
OwnerShareLimits | OwnerShareLimits | lowReasonabilityLimit | OwnerShareLimits | OwnerShareLimits | lowReasonabilityLimit
OwnerShareLimits | OwnerShareLimits | maxWeeklyEnergy | OwnerShareLimits | OwnerShareLimits | maxWeeklyEnergy
OwnerShareLimits | IdentifiedObject | mRID | OwnerShareLimits | IdentifiedObject | mRID
OwnerShareLimits | IdentifiedObject | pathName | OwnerShareLimits | IdentifiedObject | pathName
OwnerShareLimits | OwnerShareLimits | RRSPercentLimit | OwnerShareLimits | OwnerShareLimits | RRSPercentLimit
OwnerShareLimits | PowerSystemResource | teid | OwnerShareLimits | OwnerShareLimits | teid
OwnerShareLimits | IdentifiedObject | name | OwnerShareLimits | IdentifiedObject | name
OwnerShareLimits | PowerSystemResource | contingencyComponent |  |  | **REMOVED**
OwnerShareRating | IdentifiedObject | name | OperationalLimitSet | IdentifiedObject | name | Create only if there is not an associated Rating instance
OwnerShareRating | IdentifiedObject | description | OperationalLimitSet | IdentifiedObject | description | Create only if there is not an associated Rating instance
OwnerShareRating | IdentifiedObject | localName | OperationalLimitSet | IdentifiedObject | localName | Create only if there is not an associated Rating instance
OwnerShareRating | IdentifiedObject | mRID | OperationalLimitSet | IdentifiedObject | mRID | Create only if there is not an associated Rating instance
OwnerShareRating | IdentifiedObject | pathName | OperationalLimitSet | IdentifiedObject | pathName | Create only if there is not an associated Rating instance
OwnerShareRating | PowerSystemResource | teid | OperationalLimitSet | OperationalLimitSet | teid | Create only if there is not an associated Rating instance
OwnerShareRating | IdentifiedObject | name | OperationalLimitSet | IdentifiedObject | aliasName | If Rating is associated with an OwnerShareRating, OperationalLimitSet.aliasName = OwnerShareRating.name
OwnerShareRating | IdentifiedObject | aliasName |  |  | **REMOVED**
OwnerShareRating | PowerSystemResource | contingencyComponent |  |  | **REMOVED**
Ownership | IdentifiedObject | name | Ownership | IdentifiedObject | name
Ownership | IdentifiedObject | description | Ownership | IdentifiedObject | description
Ownership | IdentifiedObject | aliasName | Ownership | IdentifiedObject | aliasName
Ownership | IdentifiedObject | localName | Ownership | IdentifiedObject | localName
Ownership | IdentifiedObject | mRID | Ownership | IdentifiedObject | mRID
Ownership | IdentifiedObject | pathName | Ownership | IdentifiedObject | pathName
Ownership | Ownership | ownPercent | Ownership | Ownership | share
Ownership | Ownership | penaltyFactor |  |  | **REMOVED**
Ownership | Ownership | teid | Ownership | Ownership | teid
PermissionArea | IdentifiedObject | name | SitePermission | IdentifiedObject | name
PermissionArea | IdentifiedObject | description | SitePermission | IdentifiedObject | description
PermissionArea | IdentifiedObject | aliasName | SitePermission | IdentifiedObject | aliasName
PermissionArea | IdentifiedObject | localName | SitePermission | IdentifiedObject | localName
PermissionArea | IdentifiedObject | mRID | SitePermission | IdentifiedObject | mRID
PermissionArea | IdentifiedObject | pathName | SitePermission | IdentifiedObject | pathName
PhaseShifterImpedanceCurve | Curve | xUnit | PhaseShifterImpedanceCurve | Curve | xUnit | Unit is changed to enumerated unit and multiplier
PhaseShifterImpedanceCurve | Curve | xUnit | PhaseShifterImpedanceCurve | Curve | xMultiplier | Unit is changed to enumerated unit and multiplier
PhaseShifterImpedanceCurve | IdentifiedObject | name | PhaseShifterImpedanceCurve | IdentifiedObject | name
PhaseShifterImpedanceCurve | IdentifiedObject | description | PhaseShifterImpedanceCurve | IdentifiedObject | description
PhaseShifterImpedanceCurve | IdentifiedObject | aliasName | PhaseShifterImpedanceCurve | IdentifiedObject | aliasName
PhaseShifterImpedanceCurve | IdentifiedObject | localName | PhaseShifterImpedanceCurve | IdentifiedObject | localName
PhaseShifterImpedanceCurve | IdentifiedObject | mRID | PhaseShifterImpedanceCurve | IdentifiedObject | mRID
PhaseShifterImpedanceCurve | IdentifiedObject | pathName | PhaseShifterImpedanceCurve | IdentifiedObject | pathName
PhaseShifterImpedanceCurve | Curve | curveStyle | PhaseShifterImpedanceCurve | Curve | curveStyle
PhaseShifterImpedanceCurve | Curve | y1Unit | PhaseShifterImpedanceCurve | Curve | y1Unit | Unit is changed to enumerated unit and multiplier
PhaseShifterImpedanceCurve | Curve | y1Unit | PhaseShifterImpedanceCurve | Curve | y1Multiplier | Unit is changed to enumerated unit and multiplier
PhaseShifterImpedanceCurve | Curve | y2Unit | PhaseShifterImpedanceCurve | Curve | y2Unit | Unit is changed to enumerated unit and multiplier
PhaseShifterImpedanceCurve | Curve | y2Unit | PhaseShifterImpedanceCurve | Curve | y2Multiplier | Unit is changed to enumerated unit and multiplier
PinEquipmentStatus | IdentifiedObject | name | PinEquipment | IdentifiedObject | name
PinEquipmentStatus | IdentifiedObject | description | PinEquipment | IdentifiedObject | description
PinEquipmentStatus | IdentifiedObject | aliasName | PinEquipment | IdentifiedObject | aliasName
PinEquipmentStatus | IdentifiedObject | localName | PinEquipment | IdentifiedObject | localName
PinEquipmentStatus | IdentifiedObject | mRID | PinEquipment | IdentifiedObject | mRID
PinEquipmentStatus | IdentifiedObject | pathName | PinEquipment | IdentifiedObject | pathName
PinEquipmentStatus | GateInputPin | negate | PinEquipment | GateInputPin | negate
PinEquipmentStatus | GateInputPin | useAbsoluteValue | PinEquipment | GateInputPin | absoluteValue
PinEquipmentStatus | GateInputPin | flowMVA | PinEquipment | PinEquipment | kind | If flowMW, kind = activePowerLimit. If flowMVA, kind = apparentPowerLimit. If flowMVAR, kind = reactivePowerLimit. If all 3 are false, kind = inService and thresholdValue = 0.0
PinEquipmentStatus | GateInputPin | flowMVAR | PinEquipment | PinEquipment | kind | If flowMW, kind = activePowerLimit. If flowMVA, kind = apparentPowerLimit. If flowMVAR, kind = reactivePowerLimit. If all 3 are false, kind = inService and thresholdValue = 0.0
PinEquipmentStatus | GateInputPin | flowMW | PinEquipment | PinEquipment | kind | If flowMW, kind = activePowerLimit. If flowMVA, kind = apparentPowerLimit. If flowMVAR, kind = reactivePowerLimit. If all 3 are false, kind = inService and thresholdValue = 0.0
PinFlow | IdentifiedObject | name | PinTerminal | IdentifiedObject | name
PinFlow | IdentifiedObject | description | PinTerminal | IdentifiedObject | description
PinFlow | IdentifiedObject | aliasName | PinTerminal | IdentifiedObject | aliasName
PinFlow | IdentifiedObject | localName | PinTerminal | IdentifiedObject | localName
PinFlow | IdentifiedObject | mRID | PinTerminal | IdentifiedObject | mRID
PinFlow | IdentifiedObject | pathName | PinTerminal | IdentifiedObject | pathName
PinFlow | GateInputPin | flowMVA | PinTerminal | PinTerminal | kind | If flowMW, kind = activePower. If flowMVA, kind = apparentPower. If flowMVAR, kind = reactivePower. If all 3 are false, kind = voltage.
PinFlow | GateInputPin | flowMVAR | PinTerminal | PinTerminal | kind | If flowMW, kind = activePower. If flowMVA, kind = apparentPower. If flowMVAR, kind = reactivePower. If all 3 are false, kind = voltage.
PinFlow | GateInputPin | flowMW | PinTerminal | PinTerminal | kind | If flowMW, kind = activePower. If flowMVA, kind = apparentPower. If flowMVAR, kind = reactivePower. If all 3 are false, kind = voltage.
PinFlow | GateInputPin | negate | PinTerminal | GateInputPin | negate
PinFlow | GateInputPin | useAbsoluteValue | PinTerminal | GateInputPin | absoluteValue
PinFlow | PinFlow | eitherEnd | PinTerminal | PinTerminal | eitherEnd
PinFlow | PinFlow | intoBus | PinTerminal | PinTerminal | intoBus
PinFlow | PinFlow | inputIsFlow |  |  | **REMOVED**
PinFlow | PinFlow | outOfBus |  |  | **REMOVED**
PinGate | IdentifiedObject | name | PinGate | IdentifiedObject | name
PinGate | IdentifiedObject | description | PinGate | IdentifiedObject | description
PinGate | IdentifiedObject | aliasName | PinGate | IdentifiedObject | aliasName
PinGate | IdentifiedObject | localName | PinGate | IdentifiedObject | localName
PinGate | IdentifiedObject | mRID | PinGate | IdentifiedObject | mRID
PinGate | IdentifiedObject | pathName | PinGate | IdentifiedObject | pathName
PinGate | GateInputPin | negate | PinGate | GateInputPin | negate
PinGate | GateInputPin | useAbsoluteValue | PinGate | GateInputPin | absoluteValue
PinGate | GateInputPin | flowMVA |  |  | **REMOVED**
PinGate | GateInputPin | flowMVAR |  |  | **REMOVED**
PinGate | GateInputPin | flowMW |  |  | **REMOVED**
PlanningArea | IdentifiedObject | aliasName | PlanningArea | IdentifiedObject | aliasName
PlanningArea | IdentifiedObject | description | PlanningArea | IdentifiedObject | description
PlanningArea | IdentifiedObject | localName | PlanningArea | IdentifiedObject | localName
PlanningArea | IdentifiedObject | mRID | PlanningArea | IdentifiedObject | mRID
PlanningArea | IdentifiedObject | pathName | PlanningArea | IdentifiedObject | pathName
PlanningArea | PlanningArea | psseid | PlanningArea | Resources | PSSEID
PlanningArea | IdentifiedObject | name | PlanningArea | IdentifiedObject | name
PlanningZone | IdentifiedObject | name | ReportingGroup | IdentifiedObject | name
PlanningZone | IdentifiedObject | description | ReportingGroup | IdentifiedObject | description
PlanningZone | IdentifiedObject | aliasName | ReportingGroup | IdentifiedObject | aliasName
PlanningZone | IdentifiedObject | localName | ReportingGroup | IdentifiedObject | localName
PlanningZone | IdentifiedObject | mRID | ReportingGroup | IdentifiedObject | mRID
PlanningZone | IdentifiedObject | pathName | ReportingGroup | IdentifiedObject | pathName
PlanningZone | PlanningZone | psseid | ReportingGroup | Resources | PSSEID
PlanningZoneGroup | IdentifiedObject | name | ReportingSuperGroup | IdentifiedObject | name
PlanningZoneGroup | IdentifiedObject | description | ReportingSuperGroup | IdentifiedObject | description
PlanningZoneGroup | IdentifiedObject | aliasName | ReportingSuperGroup | IdentifiedObject | aliasName
PlanningZoneGroup | IdentifiedObject | localName | ReportingSuperGroup | IdentifiedObject | localName
PlanningZoneGroup | IdentifiedObject | mRID | ReportingSuperGroup | IdentifiedObject | mRID
PlanningZoneGroup | IdentifiedObject | pathName | ReportingSuperGroup | IdentifiedObject | pathName
PowerTransformer | PowerTransformer | bmagSat | PowerTransformerEnd | TransformerEnd | bmagSat | Attribute moved to associated PowerTransformerEnd
PowerTransformer | PowerTransformer | magBaseKV | PowerTransformerEnd | TransformerEnd | magBaseU | Attribute moved to associated PowerTransformerEnd
PowerTransformer | PowerTransformer | magSatFlux | PowerTransformerEnd | TransformerEnd | magSatFlux | Attribute moved to associated PowerTransformerEnd
PowerTransformer | IdentifiedObject | aliasName | PowerTransformer | IdentifiedObject | aliasName
PowerTransformer | PowerSystemResource | contingencyComponent | PowerTransformer | PowerSystemResource | contingencyComponent
PowerTransformer | Equipment | DAM_Monitored | PowerTransformer | Equipment | DAM_Monitored
PowerTransformer | Equipment | DAM_Secured | PowerTransformer | Equipment | DAM_Secured
PowerTransformer | IdentifiedObject | description | PowerTransformer | IdentifiedObject | description
PowerTransformer | PowerTransformer | emergencyMaxShadowPrice | PowerTransformer | PowerTransformer | emergencyMaxShadowPrice
PowerTransformer | PowerTransformer | fifteenMinuteMaxShadowPrice | PowerTransformer | PowerTransformer | fifteenMinuteMaxShadowPrice
PowerTransformer | IdentifiedObject | localName | PowerTransformer | IdentifiedObject | localName
PowerTransformer | PowerTransformer | MaxShadowPrice | PowerTransformer | PowerTransformer | MaxShadowPrice
PowerTransformer | IdentifiedObject | mRID | PowerTransformer | IdentifiedObject | mRID
PowerTransformer | Equipment | OUSPriority | PowerTransformer | Equipment | OUSPriority
PowerTransformer | IdentifiedObject | pathName | PowerTransformer | IdentifiedObject | pathName
PowerTransformer | Equipment | psseid | PowerTransformer | Resources | PSSEID
PowerTransformer | Equipment | RUC_Monitored | PowerTransformer | Equipment | RUC_Monitored
PowerTransformer | Equipment | RUC_Secured | PowerTransformer | Equipment | RUC_Secured
PowerTransformer | PowerSystemResource | teid | PowerTransformer | PowerSystemResource | teid
PowerTransformer | PowerTransformer | ZCOD | PowerTransformer | PowerTransformer | ZCOD
PowerTransformer | IdentifiedObject | name | PowerTransformer | IdentifiedObject | name
PowerTransformer | PowerTransformer | phases |  |  | **REMOVED**
PowerTransformer | PowerTransformer | transfCoolingType |  |  | **REMOVED**
PowerTransformer | PowerTransformer | transformerType |  |  | **REMOVED**
PowerTransformer | PowerTransformer | voltageSensitivity |  |  | **REMOVED**
PricingVector | IdentifiedObject | aliasName | PricingVector | IdentifiedObject | aliasName
PricingVector | IdentifiedObject | description | PricingVector | IdentifiedObject | description
PricingVector | IdentifiedObject | localName | PricingVector | IdentifiedObject | localName
PricingVector | IdentifiedObject | mRID | PricingVector | IdentifiedObject | mRID
PricingVector | IdentifiedObject | pathName | PricingVector | IdentifiedObject | pathName
PricingVector | PricingVector | positiveFlowIn | PricingVector | PricingVector | positiveFlowIn
PricingVector | PricingVector | teid | PricingVector | PricingVector | teid
PricingVector | IdentifiedObject | name | PricingVector | IdentifiedObject | name
PrivateAreaNetwork | IdentifiedObject | aliasName | PrivateAreaNetwork | IdentifiedObject | aliasName
PrivateAreaNetwork | IdentifiedObject | description | PrivateAreaNetwork | IdentifiedObject | description
PrivateAreaNetwork | IdentifiedObject | localName | PrivateAreaNetwork | IdentifiedObject | localName
PrivateAreaNetwork | IdentifiedObject | mRID | PrivateAreaNetwork | IdentifiedObject | mRID
PrivateAreaNetwork | PrivateAreaNetwork | networkType | PrivateAreaNetwork | PrivateAreaNetwork | networkType
PrivateAreaNetwork | IdentifiedObject | pathName | PrivateAreaNetwork | IdentifiedObject | pathName
PrivateAreaNetwork | IdentifiedObject | name | PrivateAreaNetwork | IdentifiedObject | name
PrivateProtectiveActions | IdentifiedObject | name | ProtectiveActionCollection | IdentifiedObject | name
PrivateProtectiveActions | IdentifiedObject | description | ProtectiveActionCollection | IdentifiedObject | description
PrivateProtectiveActions | IdentifiedObject | aliasName | ProtectiveActionCollection | IdentifiedObject | aliasName
PrivateProtectiveActions | IdentifiedObject | localName | ProtectiveActionCollection | IdentifiedObject | localName
PrivateProtectiveActions | IdentifiedObject | mRID | ProtectiveActionCollection | IdentifiedObject | mRID
PrivateProtectiveActions | IdentifiedObject | pathName | ProtectiveActionCollection | IdentifiedObject | pathName
PrivateProtectiveActions | ProtectiveActions | noticeType | ProtectiveActionCollection | ProtectiveActionCollection | noticeType
ProtActBranchGroup | IdentifiedObject | name | ProtActBranchGroup | IdentifiedObject | name
ProtActBranchGroup | IdentifiedObject | description | ProtActBranchGroup | IdentifiedObject | description
ProtActBranchGroup | IdentifiedObject | aliasName | ProtActBranchGroup | IdentifiedObject | aliasName
ProtActBranchGroup | IdentifiedObject | localName | ProtActBranchGroup | IdentifiedObject | localName
ProtActBranchGroup | IdentifiedObject | mRID | ProtActBranchGroup | IdentifiedObject | mRID
ProtActBranchGroup | IdentifiedObject | pathName | ProtActBranchGroup | IdentifiedObject | pathName
ProtActBranchGroup | ProtectiveAction | enableArming | ProtActBranchGroup | ProtectiveAction | enabled
ProtActBranchGroup | ProtActBranchGroup | isDerated | ProtActBranchGroup | ProtActBranchGroup | isDerated
ProtActBranchGroup | ProtActBranchGroup | triggeredLimit | ProtActBranchGroup | ProtActBranchGroup | triggeredLimit
ProtActEnergyConsumer | IdentifiedObject | name | ProtectiveActionAdjustment | IdentifiedObject | name
ProtActEnergyConsumer | IdentifiedObject | description | ProtectiveActionAdjustment | IdentifiedObject | description
ProtActEnergyConsumer | IdentifiedObject | aliasName | ProtectiveActionAdjustment | IdentifiedObject | aliasName
ProtActEnergyConsumer | IdentifiedObject | localName | ProtectiveActionAdjustment | IdentifiedObject | localName
ProtActEnergyConsumer | IdentifiedObject | mRID | ProtectiveActionAdjustment | IdentifiedObject | mRID
ProtActEnergyConsumer | IdentifiedObject | pathName | ProtectiveActionAdjustment | IdentifiedObject | pathName
ProtActEnergyConsumer | ProtectiveAction | enableArming | ProtectiveActionAdjustment | ProtectiveAction | enabled
ProtActEnergyConsumer | ProtActAnalog | actionValue | ProtectiveActionAdjustment | ProtectiveActionAdjustment | setValue
ProtActEnergyConsumer | ProtActAnalog | isReduceTo | ProtectiveActionAdjustment | ProtectiveActionAdjustment | reduce
ProtActEnergyConsumer | ProtActAnalog | actionValueFromSCADA |  |  | **REMOVED**
ProtActSwitch | IdentifiedObject | name | ProtectiveActionEquipment | IdentifiedObject | name
ProtActSwitch | IdentifiedObject | description | ProtectiveActionEquipment | IdentifiedObject | description
ProtActSwitch | IdentifiedObject | aliasName | ProtectiveActionEquipment | IdentifiedObject | aliasName
ProtActSwitch | IdentifiedObject | localName | ProtectiveActionEquipment | IdentifiedObject | localName
ProtActSwitch | IdentifiedObject | mRID | ProtectiveActionEquipment | IdentifiedObject | mRID
ProtActSwitch | IdentifiedObject | pathName | ProtectiveActionEquipment | IdentifiedObject | pathName
ProtActSwitch | ProtectiveAction | enableArming | ProtectiveActionEquipment | ProtectiveAction | enabled
ProtActSwitch | ProtActSwitch | closeAction | ProtectiveActionEquipment | ProtectiveActionEquipment | inService
ProtActSynchronousMachine | IdentifiedObject | name | ProtectiveActionAdjustment | IdentifiedObject | name
ProtActSynchronousMachine | IdentifiedObject | description | ProtectiveActionAdjustment | IdentifiedObject | description
ProtActSynchronousMachine | IdentifiedObject | aliasName | ProtectiveActionAdjustment | IdentifiedObject | aliasName
ProtActSynchronousMachine | IdentifiedObject | localName | ProtectiveActionAdjustment | IdentifiedObject | localName
ProtActSynchronousMachine | IdentifiedObject | mRID | ProtectiveActionAdjustment | IdentifiedObject | mRID
ProtActSynchronousMachine | IdentifiedObject | pathName | ProtectiveActionAdjustment | IdentifiedObject | pathName
ProtActSynchronousMachine | ProtectiveAction | enableArming | ProtectiveActionAdjustment | ProtectiveAction | enabled
ProtActSynchronousMachine | ProtActAnalog | actionValue | ProtectiveActionAdjustment | ProtectiveActionAdjustment | setValue
ProtActSynchronousMachine | ProtActAnalog | isReduceTo | ProtectiveActionAdjustment | ProtectiveActionAdjustment | reduce
ProtActSynchronousMachine | ProtActAnalog | actionValueFromSCADA |  |  | **REMOVED**
PseudoCompany | IdentifiedObject | aliasName | PseudoCompany | IdentifiedObject | aliasName
PseudoCompany | Company | companyType | PseudoCompany | Company | CompanyType
PseudoCompany | Company | Cooperative | PseudoCompany | Company | Cooperative
PseudoCompany | IdentifiedObject | description | PseudoCompany | IdentifiedObject | description
PseudoCompany | Company | DUNS | PseudoCompany | Company | DUNS
PseudoCompany | IdentifiedObject | localName | PseudoCompany | IdentifiedObject | localName
PseudoCompany | IdentifiedObject | mRID | PseudoCompany | IdentifiedObject | mRID
PseudoCompany | Company | Municipality | PseudoCompany | Company | Municipality
PseudoCompany | Company | NERCID | PseudoCompany | Company | NERCID
PseudoCompany | IdentifiedObject | pathName | PseudoCompany | IdentifiedObject | pathName
PseudoCompany | Company | PrimaryPhone | PseudoCompany | Company | PrimaryPhone
PseudoCompany | Company | psseid | PseudoCompany | Resources | PSSEID
PseudoCompany | Company | qseId | PseudoCompany | Company | qseId
PseudoCompany | Company | qseOpaId | PseudoCompany | Company | qseOpaId
PseudoCompany | Company | SecondaryPhone | PseudoCompany | Company | SecondaryPhone
PseudoCompany | Company | teid | PseudoCompany | Company | teid
PseudoCompany | IdentifiedObject | name | PseudoCompany | IdentifiedObject | name
PseudoTerminal | IdentifiedObject | aliasName | PseudoTerminal | IdentifiedObject | aliasName
PseudoTerminal | IdentifiedObject | description | PseudoTerminal | IdentifiedObject | description
PseudoTerminal | IdentifiedObject | localName | PseudoTerminal | IdentifiedObject | localName
PseudoTerminal | Terminal | monitoredEnd | PseudoTerminal | Terminal | monitoredEnd
PseudoTerminal | IdentifiedObject | mRID | PseudoTerminal | IdentifiedObject | mRID
PseudoTerminal | Terminal | near | PseudoTerminal | Terminal | near
PseudoTerminal | IdentifiedObject | pathName | PseudoTerminal | IdentifiedObject | pathName
PseudoTerminal | Terminal | POI | PseudoTerminal | Terminal | POI
PseudoTerminal | Terminal | PSSEBusName | PseudoTerminal | Terminal | PSSEBusName
PseudoTerminal | Terminal | PSSEBusNumber | PseudoTerminal | Terminal | PSSEBusNumber
PseudoTerminal | IdentifiedObject | name | PseudoTerminal | IdentifiedObject | name
RampRateCurve | Curve | xUnit | RampRateCurve | Curve | xMultiplier | Unit is changed to enumerated unit and multiplier
RampRateCurve | Curve | xUnit | RampRateCurve | Curve | xUnit | Unit is changed to enumerated unit and multiplier
RampRateCurve | Curve | y1Unit | RampRateCurve | Curve | y1Multiplier | Unit is changed to enumerated unit and multiplier
RampRateCurve | Curve | y1Unit | RampRateCurve | Curve | y1Unit | Unit is changed to enumerated unit and multiplier
RampRateCurve | IdentifiedObject | name | RampRateCurve | IdentifiedObject | name
RampRateCurve | IdentifiedObject | description | RampRateCurve | IdentifiedObject | description
RampRateCurve | IdentifiedObject | aliasName | RampRateCurve | IdentifiedObject | aliasName
RampRateCurve | IdentifiedObject | localName | RampRateCurve | IdentifiedObject | localName
RampRateCurve | IdentifiedObject | mRID | RampRateCurve | IdentifiedObject | mRID
RampRateCurve | IdentifiedObject | pathName | RampRateCurve | IdentifiedObject | pathName
RampRateCurve | Curve | curveStyle | RampRateCurve | Curve | curveStyle
RampRateCurve | Curve | y2Unit | RampRateCurve | Curve | y2Multiplier | Unit is changed to enumerated unit and multiplier
RampRateCurve | Curve | y2Unit | RampRateCurve | Curve | y2Unit | Unit is changed to enumerated unit and multiplier
RampRateCurve | RampRateCurve | Emergency | RampRateCurve | RampRateCurve | Emergency
RampRateCurve | RampRateCurve | rampRateCurveId |  |  | **REMOVED**
Rating | IdentifiedObject | name | OperationalLimitSet | IdentifiedObject | name
Rating | IdentifiedObject | description | OperationalLimitSet | IdentifiedObject | description
Rating | IdentifiedObject | localName | OperationalLimitSet | IdentifiedObject | localName
Rating | IdentifiedObject | mRID | OperationalLimitSet | IdentifiedObject | mRID
Rating | IdentifiedObject | pathName | OperationalLimitSet | IdentifiedObject | pathName
Rating | LimitSet | forNetwork | OperationalLimitSet | OperationalLimitSet | forNetwork
Rating | Rating | TempPoint | OperationalLimitSet | OperationalLimitSet | TempPoint
Rating | Rating | activateValue | OperationalLimitSet | OperationalLimitSet | value
Rating | IdentifiedObject | aliasName |  |  | **REMOVED**
Rating | LimitSet | isPercentageLimits |  |  | **REMOVED**
Rating | LimitSet | type |  |  | **REMOVED**
Rating | LimitSet | zonalAttribute |  |  | **REMOVED**
Rating | Rating | ratingType |  |  | **REMOVED**
ReactiveZone | IdentifiedObject | aliasName | ReactiveZone | IdentifiedObject | aliasName
ReactiveZone | IdentifiedObject | description | ReactiveZone | IdentifiedObject | description
ReactiveZone | IdentifiedObject | localName | ReactiveZone | IdentifiedObject | localName
ReactiveZone | IdentifiedObject | mRID | ReactiveZone | IdentifiedObject | mRID
ReactiveZone | IdentifiedObject | pathName | ReactiveZone | IdentifiedObject | pathName
ReactiveZone | IdentifiedObject | name | ReactiveZone | IdentifiedObject | name
RegularTimePoint | RegularTimePoint | rtName | RegularTimePoint | RegularTimePoint | rtName
RegularTimePoint | RegularTimePoint | sequenceNumber | RegularTimePoint | RegularTimePoint | sequenceNumber
RegularTimePoint | RegularTimePoint | value1 | RegularTimePoint | RegularTimePoint | value1
RegularTimePoint | RegularTimePoint | value2 | RegularTimePoint | RegularTimePoint | value2
RegularTimePoint | RootType | name | RegularTimePoint | RootType | name
RegulationSchedule | IdentifiedObject | name | RegulationSchedule | IdentifiedObject | name
RegulationSchedule | IdentifiedObject | description | RegulationSchedule | IdentifiedObject | description
RegulationSchedule | IdentifiedObject | aliasName | RegulationSchedule | IdentifiedObject | aliasName
RegulationSchedule | IdentifiedObject | localName | RegulationSchedule | IdentifiedObject | localName
RegulationSchedule | IdentifiedObject | mRID | RegulationSchedule | IdentifiedObject | mRID
RegulationSchedule | IdentifiedObject | pathName | RegulationSchedule | IdentifiedObject | pathName
RegulationSchedule | BasicIntervalSchedule | startTime | RegulationSchedule | BasicIntervalSchedule | startTime | Set to 2000-01-01 00:00:00
RegulationSchedule | BasicIntervalSchedule | value1Unit | RegulationSchedule | BasicIntervalSchedule | value1Multiplier | Unit is changed to enumerated unit and multiplier
RegulationSchedule | BasicIntervalSchedule | value1Unit | RegulationSchedule | BasicIntervalSchedule | value1Unit | Unit is changed to enumerated unit and multiplier
RegulationSchedule | BasicIntervalSchedule | value2Unit | RegulationSchedule | BasicIntervalSchedule | value2Multiplier | Unit is changed to enumerated unit and multiplier
RegulationSchedule | BasicIntervalSchedule | value2Unit | RegulationSchedule | BasicIntervalSchedule | value2Unit | Unit is changed to enumerated unit and multiplier
RegulationSchedule | RegularIntervalSchedule | endTime | RegulationSchedule | RegularIntervalSchedule | endTime | Set to 9999-01-01 23:59:59
RegulationSchedule | RegularIntervalSchedule | timeStep | RegulationSchedule | RegularIntervalSchedule | timeStep
RegulationSchedule | RegulationSchedule | lineDropCompensation |  |  | **REMOVED**
RegulationSchedule | RegulationSchedule | lineDropR |  |  | **REMOVED**
RegulationSchedule | RegulationSchedule | lineDropX |  |  | **REMOVED**
RemedialActionScheme | IdentifiedObject | name | RemedialActionScheme | IdentifiedObject | name
RemedialActionScheme | IdentifiedObject | description | RemedialActionScheme | IdentifiedObject | description
RemedialActionScheme | IdentifiedObject | aliasName | RemedialActionScheme | IdentifiedObject | aliasName
RemedialActionScheme | IdentifiedObject | localName | RemedialActionScheme | IdentifiedObject | localName
RemedialActionScheme | IdentifiedObject | mRID | RemedialActionScheme | IdentifiedObject | mRID
RemedialActionScheme | IdentifiedObject | pathName | RemedialActionScheme | IdentifiedObject | pathName
RemedialActionScheme | PowerSystemResource | teid | RemedialActionScheme | PowerSystemResource | teid
RemedialActionScheme | PowerSystemResource | contingencyComponent | RemedialActionScheme | PowerSystemResource | contingencyComponent
RemedialActionScheme | RemedialActionScheme | active | RemedialActionScheme | RemedialActionScheme | armed
RemedialActionScheme | RemedialActionScheme | isRAP | RemedialActionScheme | RemedialActionScheme | isRAP
RemedialActionScheme | RemedialActionScheme | isRAS | RemedialActionScheme | RemedialActionScheme | isRAS
RemedialActionScheme | RemedialActionScheme | showTelemOnDisplay | RemedialActionScheme | RemedialActionScheme | showTelemOnDisplay
ResourceController | IdentifiedObject | aliasName | ResourceController | IdentifiedObject | aliasName
ResourceController | PowerSystemResource | contingencyComponent | ResourceController | PowerSystemResource | contingencyComponent
ResourceController | IdentifiedObject | description | ResourceController | IdentifiedObject | description
ResourceController | ResourceController | externalJointUnit | ResourceController | ResourceController | externalJointUnit
ResourceController | ResourceController | frequencyBias | ResourceController | ResourceController | frequencyBias
ResourceController | ResourceController | gross | ResourceController | ResourceController | gross
ResourceController | ResourceController | jointUnit | ResourceController | ResourceController | jointUnit
ResourceController | IdentifiedObject | localName | ResourceController | IdentifiedObject | localName
ResourceController | IdentifiedObject | mRID | ResourceController | IdentifiedObject | mRID
ResourceController | IdentifiedObject | pathName | ResourceController | IdentifiedObject | pathName
ResourceController | ResourceController | physical | ResourceController | ResourceController | physical
ResourceController | PowerSystemResource | teid | ResourceController | PowerSystemResource | teid
ResourceController | IdentifiedObject | name | ResourceController | IdentifiedObject | name
ResourceNode | IdentifiedObject | aliasName | ResourceNode | IdentifiedObject | aliasName
ResourceNode | IdentifiedObject | description | ResourceNode | IdentifiedObject | description
ResourceNode | IdentifiedObject | localName | ResourceNode | IdentifiedObject | localName
ResourceNode | IdentifiedObject | mRID | ResourceNode | IdentifiedObject | mRID
ResourceNode | IdentifiedObject | pathName | ResourceNode | IdentifiedObject | pathName
ResourceNode | IdentifiedObject | name | ResourceNode | IdentifiedObject | name
RootType | RootType | name | RootType | RootType | name
Season | IdentifiedObject | description | Season | IdentifiedObject | description
Season | IdentifiedObject | aliasName | Season | IdentifiedObject | aliasName
Season | IdentifiedObject | localName | Season | IdentifiedObject | localName
Season | IdentifiedObject | mRID | Season | IdentifiedObject | mRID
Season | IdentifiedObject | pathName | Season | IdentifiedObject | pathName
Season | Season | name | Season | IdentifiedObject | name
Season | Season | endDate | Season | Season | endDate
Season | Season | startDate | Season | Season | startDate
Season | IdentifiedObject | name |  |  | **REMOVED**
SeasonalLimitSet | IdentifiedObject | name | OperationalLimitSet | IdentifiedObject | name
SeasonalLimitSet | IdentifiedObject | description | OperationalLimitSet | IdentifiedObject | description
SeasonalLimitSet | IdentifiedObject | aliasName | OperationalLimitSet | IdentifiedObject | aliasName
SeasonalLimitSet | IdentifiedObject | localName | OperationalLimitSet | IdentifiedObject | localName
SeasonalLimitSet | IdentifiedObject | mRID | OperationalLimitSet | IdentifiedObject | mRID
SeasonalLimitSet | IdentifiedObject | pathName | OperationalLimitSet | IdentifiedObject | pathName
SeasonalLimitSet | SeasonalLimitSet | validSeason | OperationalLimitSet | OperationalLimitSet | validSeason
SeriesCompensator | IdentifiedObject | aliasName | SeriesCompensator | IdentifiedObject | aliasName
SeriesCompensator | PowerSystemResource | contingencyComponent | SeriesCompensator | PowerSystemResource | contingencyComponent
SeriesCompensator | Equipment | DAM_Monitored | SeriesCompensator | Equipment | DAM_Monitored
SeriesCompensator | Equipment | DAM_Secured | SeriesCompensator | Equipment | DAM_Secured
SeriesCompensator | IdentifiedObject | description | SeriesCompensator | IdentifiedObject | description
SeriesCompensator | SeriesCompensator | emergencyMaxShadowPrice | SeriesCompensator | SeriesCompensator | emergencyMaxShadowPrice
SeriesCompensator | SeriesCompensator | fifteenMinuteMaxShadowPrice | SeriesCompensator | SeriesCompensator | fifteenMinuteMaxShadowPrice
SeriesCompensator | IdentifiedObject | localName | SeriesCompensator | IdentifiedObject | localName
SeriesCompensator | SeriesCompensator | MaxShadowPrice | SeriesCompensator | SeriesCompensator | MaxShadowPrice
SeriesCompensator | IdentifiedObject | mRID | SeriesCompensator | IdentifiedObject | mRID
SeriesCompensator | Equipment | OUSPriority | SeriesCompensator | Equipment | OUSPriority
SeriesCompensator | IdentifiedObject | pathName | SeriesCompensator | IdentifiedObject | pathName
SeriesCompensator | Equipment | psseid | SeriesCompensator | Resources | PSSEID
SeriesCompensator | SeriesCompensator | r | SeriesCompensator | SeriesCompensator | r
SeriesCompensator | ConductingEquipment | remove | SeriesCompensator | ConductingEquipment | remove
SeriesCompensator | ConductingEquipment | removeEnable | SeriesCompensator | ConductingEquipment | removeEnable
SeriesCompensator | Equipment | RUC_Monitored | SeriesCompensator | Equipment | RUC_Monitored
SeriesCompensator | Equipment | RUC_Secured | SeriesCompensator | Equipment | RUC_Secured
SeriesCompensator | PowerSystemResource | teid | SeriesCompensator | PowerSystemResource | teid
SeriesCompensator | SeriesCompensator | x | SeriesCompensator | SeriesCompensator | x
SeriesCompensator | IdentifiedObject | name | SeriesCompensator | IdentifiedObject | name
SeriesCompensator | ConductingEquipment | phases |  |  | **REMOVED**
SetPointName | IdentifiedObject | aliasName | SetPointName | IdentifiedObject | aliasName
SetPointName | IdentifiedObject | description | SetPointName | IdentifiedObject | description
SetPointName | IdentifiedObject | localName | SetPointName | IdentifiedObject | localName
SetPointName | IdentifiedObject | mRID | SetPointName | IdentifiedObject | mRID
SetPointName | IdentifiedObject | pathName | SetPointName | IdentifiedObject | pathName
SetPointName | IdentifiedObject | name | SetPointName | IdentifiedObject | name
SettlementHUB | IdentifiedObject | aliasName | SettlementHUB | IdentifiedObject | aliasName
SettlementHUB | IdentifiedObject | description | SettlementHUB | IdentifiedObject | description
SettlementHUB | IdentifiedObject | localName | SettlementHUB | IdentifiedObject | localName
SettlementHUB | IdentifiedObject | mRID | SettlementHUB | IdentifiedObject | mRID
SettlementHUB | IdentifiedObject | pathName | SettlementHUB | IdentifiedObject | pathName
SettlementHUB | IdentifiedObject | name | SettlementHUB | IdentifiedObject | name
SettlementLoadZone | IdentifiedObject | aliasName | SettlementLoadZone | IdentifiedObject | aliasName
SettlementLoadZone | IdentifiedObject | description | SettlementLoadZone | IdentifiedObject | description
SettlementLoadZone | IdentifiedObject | localName | SettlementLoadZone | IdentifiedObject | localName
SettlementLoadZone | IdentifiedObject | mRID | SettlementLoadZone | IdentifiedObject | mRID
SettlementLoadZone | IdentifiedObject | pathName | SettlementLoadZone | IdentifiedObject | pathName
SettlementLoadZone | SettlementLoadZone | psseid | SettlementLoadZone | Resources | PSSEID
SettlementLoadZone | IdentifiedObject | name | SettlementLoadZone | IdentifiedObject | name
SettlementNOIELoadZone | IdentifiedObject | aliasName | SettlementNOIELoadZone | IdentifiedObject | aliasName
SettlementNOIELoadZone | IdentifiedObject | description | SettlementNOIELoadZone | IdentifiedObject | description
SettlementNOIELoadZone | IdentifiedObject | localName | SettlementNOIELoadZone | IdentifiedObject | localName
SettlementNOIELoadZone | IdentifiedObject | mRID | SettlementNOIELoadZone | IdentifiedObject | mRID
SettlementNOIELoadZone | IdentifiedObject | pathName | SettlementNOIELoadZone | IdentifiedObject | pathName
SettlementNOIELoadZone | SettlementNOIELoadZone | psseid | SettlementNOIELoadZone | Resources | PSSEID
SettlementNOIELoadZone | IdentifiedObject | name | SettlementNOIELoadZone | IdentifiedObject | name
SharedProtectiveActions | IdentifiedObject | name | ProtectiveActionCollection | IdentifiedObject | name
SharedProtectiveActions | IdentifiedObject | description | ProtectiveActionCollection | IdentifiedObject | description
SharedProtectiveActions | IdentifiedObject | aliasName | ProtectiveActionCollection | IdentifiedObject | aliasName
SharedProtectiveActions | IdentifiedObject | localName | ProtectiveActionCollection | IdentifiedObject | localName
SharedProtectiveActions | IdentifiedObject | mRID | ProtectiveActionCollection | IdentifiedObject | mRID
SharedProtectiveActions | IdentifiedObject | pathName | ProtectiveActionCollection | IdentifiedObject | pathName
SharedProtectiveActions | ProtectiveActions | noticeType | ProtectiveActionCollection | ProtectiveActionCollection | noticeType
ShuntCompensator | IdentifiedObject | name | LinearShuntCompensator | IdentifiedObject | name
ShuntCompensator | IdentifiedObject | description | LinearShuntCompensator | IdentifiedObject | description
ShuntCompensator | IdentifiedObject | aliasName | LinearShuntCompensator | IdentifiedObject | aliasName
ShuntCompensator | IdentifiedObject | localName | LinearShuntCompensator | IdentifiedObject | localName
ShuntCompensator | IdentifiedObject | mRID | LinearShuntCompensator | IdentifiedObject | mRID
ShuntCompensator | IdentifiedObject | pathName | LinearShuntCompensator | IdentifiedObject | pathName
ShuntCompensator | PowerSystemResource | teid | LinearShuntCompensator | PowerSystemResource | teid
ShuntCompensator | PowerSystemResource | contingencyComponent | LinearShuntCompensator | PowerSystemResource | contingencyComponent
ShuntCompensator | Equipment | DAM_Monitored | LinearShuntCompensator | Equipment | DAM_Monitored
ShuntCompensator | Equipment | DAM_Secured | LinearShuntCompensator | Equipment | DAM_Secured
ShuntCompensator | Equipment | OUSPriority | LinearShuntCompensator | Equipment | OUSPriority
ShuntCompensator | Equipment | RUC_Monitored | LinearShuntCompensator | Equipment | RUC_Monitored
ShuntCompensator | Equipment | RUC_Secured | LinearShuntCompensator | Equipment | RUC_Secured
ShuntCompensator | Equipment | psseid | LinearShuntCompensator | Resources | PSSEID
ShuntCompensator | ConductingEquipment | remove | LinearShuntCompensator | ConductingEquipment | remove
ShuntCompensator | ConductingEquipment | removeEnable | LinearShuntCompensator | ConductingEquipment | removeEnable
ShuntCompensator | RegulatingCondEq | avrEnabled | LinearShuntCompensator | RegulatingCondEq | avrEnabled
ShuntCompensator | RegulatingCondEq | loadBasedRegulationEnabled | LinearShuntCompensator | RegulatingCondEq | loadBasedRegulationEnabled
ShuntCompensator | RegulatingCondEq | PercentReactivePowerTransfer | LinearShuntCompensator | RegulatingCondEq | PercentReactivePowerTransfer
ShuntCompensator | ShuntCompensator | aVRDelay | LinearShuntCompensator | ShuntCompensator | aVRDelay
ShuntCompensator | ShuntCompensator | mVArPerSection | LinearShuntCompensator | LinearShuntCompensator | bPerSection | bPerSection is a calculated as: cim:ShuntCompensator.mVArPerSection * 10^6 / (cim:ShuntCompensator.nominalkV * 10^3)^2
ShuntCompensator | ShuntCompensator | maximumSections | LinearShuntCompensator | ShuntCompensator | maximumSections
ShuntCompensator | ShuntCompensator | nominalkV | LinearShuntCompensator | ShuntCompensator | nomU
ShuntCompensator | ShuntCompensator | normalSections | LinearShuntCompensator | ShuntCompensator | normalSections
ShuntCompensator | ShuntCompensator | switchOnCount | LinearShuntCompensator | ShuntCompensator | switchOnCount
ShuntCompensator | ShuntCompensator | switchOnDate | LinearShuntCompensator | ShuntCompensator | switchOnDate
ShuntCompensator | ShuntCompensator | switchingPriority | LinearShuntCompensator | ShuntCompensator | switchingPriority
ShuntCompensator | ShuntCompensator | voltSensitivity | LinearShuntCompensator | ShuntCompensator | voltageSensitivity
ShuntCompensator | ShuntCompensator | ControlMode | LinearShuntCompensator | ShuntCompensator | ControlMode
ShuntCompensator | ShuntCompensator | optimizedStepSwitching | LinearShuntCompensator | ShuntCompensator | optimizedStepSwitching
ShuntCompensator | ShuntCompensator | RMPCT | LinearShuntCompensator | ShuntCompensator | RMPCT
ShuntCompensator | ConductingEquipment | phases |  |  | **REMOVED**
ShuntCompensator | ShuntCompensator | impedance |  |  | **REMOVED**
ShuntCompensator | ShuntCompensator | maximumkV |  |  | **REMOVED**
ShuntCompensator | ShuntCompensator | minimumkV |  |  | **REMOVED**
ShuntCompensator | ShuntCompensator | nominalMVAr |  |  | **REMOVED**
ShuntCompensator | ShuntCompensator | yPerSection |  |  | **REMOVED**
ShuntCompensatorAlt | IdentifiedObject | aliasName | ShuntCompensatorAlt | IdentifiedObject | aliasName
ShuntCompensatorAlt | ShuntCompensatorAlt | aVRDelay | ShuntCompensatorAlt | ShuntCompensatorAlt | aVRDelay
ShuntCompensatorAlt | PowerSystemResource | contingencyComponent | ShuntCompensatorAlt | PowerSystemResource | contingencyComponent
ShuntCompensatorAlt | ShuntCompensatorAlt | ControlMode | ShuntCompensatorAlt | ShuntCompensatorAlt | controlMode
ShuntCompensatorAlt | IdentifiedObject | description | ShuntCompensatorAlt | IdentifiedObject | description
ShuntCompensatorAlt | ShuntCompensatorAlt | impedance | ShuntCompensatorAlt | ShuntCompensatorAlt | impedance
ShuntCompensatorAlt | IdentifiedObject | localName | ShuntCompensatorAlt | IdentifiedObject | localName
ShuntCompensatorAlt | ShuntCompensatorAlt | maximumkV | ShuntCompensatorAlt | ShuntCompensatorAlt | maximumkV
ShuntCompensatorAlt | ShuntCompensatorAlt | maximumSections | ShuntCompensatorAlt | ShuntCompensatorAlt | maximumSections
ShuntCompensatorAlt | ShuntCompensatorAlt | minimumkV | ShuntCompensatorAlt | ShuntCompensatorAlt | minimumkV
ShuntCompensatorAlt | IdentifiedObject | mRID | ShuntCompensatorAlt | IdentifiedObject | mRID
ShuntCompensatorAlt | ShuntCompensatorAlt | mVArPerSection | ShuntCompensatorAlt | ShuntCompensatorAlt | mVArPerSection
ShuntCompensatorAlt | ShuntCompensatorAlt | nominalkV | ShuntCompensatorAlt | ShuntCompensatorAlt | nominalkV
ShuntCompensatorAlt | ShuntCompensatorAlt | nominialMVAr | ShuntCompensatorAlt | ShuntCompensatorAlt | nominialMVAr
ShuntCompensatorAlt | ShuntCompensatorAlt | normalSections | ShuntCompensatorAlt | ShuntCompensatorAlt | normalSections
ShuntCompensatorAlt | ShuntCompensatorAlt | optimizedStepSwitching | ShuntCompensatorAlt | ShuntCompensatorAlt | optimizedStepSwitching
ShuntCompensatorAlt | IdentifiedObject | pathName | ShuntCompensatorAlt | IdentifiedObject | pathName
ShuntCompensatorAlt | ShuntCompensatorAlt | PercentReactivePowerTransfer | ShuntCompensatorAlt | ShuntCompensatorAlt | PercentReactivePowerTransfer
ShuntCompensatorAlt | ShuntCompensatorAlt | psseid | ShuntCompensatorAlt | Resources | PSSEID
ShuntCompensatorAlt | ShuntCompensatorAlt | switchOnCount | ShuntCompensatorAlt | ShuntCompensatorAlt | switchOnCount
ShuntCompensatorAlt | ShuntCompensatorAlt | switchOnDate | ShuntCompensatorAlt | ShuntCompensatorAlt | switchOnDate
ShuntCompensatorAlt | PowerSystemResource | teid | ShuntCompensatorAlt | PowerSystemResource | teid
ShuntCompensatorAlt | ShuntCompensatorAlt | voltageSensitivity | ShuntCompensatorAlt | ShuntCompensatorAlt | voltageSensitivity
ShuntCompensatorAlt | ShuntCompensatorAlt | yPerSection | ShuntCompensatorAlt | ShuntCompensatorAlt | yPerSection
ShuntCompensatorAlt | IdentifiedObject | name | ShuntCompensatorAlt | IdentifiedObject | name
Site | IdentifiedObject | name | RemoteUnit | IdentifiedObject | name
Site | IdentifiedObject | description | RemoteUnit | IdentifiedObject | description
Site | IdentifiedObject | aliasName | RemoteUnit | IdentifiedObject | aliasName
Site | IdentifiedObject | localName | RemoteUnit | IdentifiedObject | localName
Site | IdentifiedObject | mRID | RemoteUnit | IdentifiedObject | mRID
Site | IdentifiedObject | pathName | RemoteUnit | IdentifiedObject | pathName
Site | Site | zonalAttribute |  |  | **REMOVED**
SkidArray | IdentifiedObject | aliasName | SkidArray | IdentifiedObject | aliasName
SkidArray | SkidArray | arrayID | SkidArray | SkidArray | arrayID
SkidArray | IdentifiedObject | description | SkidArray | IdentifiedObject | description
SkidArray | IdentifiedObject | localName | SkidArray | IdentifiedObject | localName
SkidArray | IdentifiedObject | mRID | SkidArray | IdentifiedObject | mRID
SkidArray | IdentifiedObject | pathName | SkidArray | IdentifiedObject | pathName
SkidArray | SkidArray | skidArrayCount | SkidArray | SkidArray | skidArrayCount
SkidArray | IdentifiedObject | name | SkidArray | IdentifiedObject | name
SolarGeneratingUnit | IdentifiedObject | name | SolarGeneratingUnit | IdentifiedObject | name
SolarGeneratingUnit | IdentifiedObject | description | SolarGeneratingUnit | IdentifiedObject | description
SolarGeneratingUnit | IdentifiedObject | aliasName | SolarGeneratingUnit | IdentifiedObject | aliasName
SolarGeneratingUnit | IdentifiedObject | localName | SolarGeneratingUnit | IdentifiedObject | localName
SolarGeneratingUnit | IdentifiedObject | mRID | SolarGeneratingUnit | IdentifiedObject | mRID
SolarGeneratingUnit | IdentifiedObject | pathName | SolarGeneratingUnit | IdentifiedObject | pathName
SolarGeneratingUnit | PowerSystemResource | contingencyComponent | SolarGeneratingUnit | PowerSystemResource | contingencyComponent
SolarGeneratingUnit | PowerSystemResource | teid | SolarGeneratingUnit | PowerSystemResource | teid
SolarGeneratingUnit | Equipment | DAM_Monitored | SolarGeneratingUnit | Equipment | DAM_Monitored
SolarGeneratingUnit | Equipment | DAM_Secured | SolarGeneratingUnit | Equipment | DAM_Secured
SolarGeneratingUnit | Equipment | OUSPriority | SolarGeneratingUnit | Equipment | OUSPriority
SolarGeneratingUnit | Equipment | RUC_Monitored | SolarGeneratingUnit | Equipment | RUC_Monitored
SolarGeneratingUnit | Equipment | RUC_Secured | SolarGeneratingUnit | Equipment | RUC_Secured
SolarGeneratingUnit | Equipment | psseid | SolarGeneratingUnit | Resources | PSSEID
SolarGeneratingUnit | GeneratingUnit | controlPulseHigh | SolarGeneratingUnit | GeneratingUnit | ControlPulseHigh
SolarGeneratingUnit | GeneratingUnit | controlPulseLow | SolarGeneratingUnit | GeneratingUnit | ControlPulseLow
SolarGeneratingUnit | GeneratingUnit | efficiency | SolarGeneratingUnit | GeneratingUnit | Efficiency
SolarGeneratingUnit | GeneratingUnit | governorMPL | SolarGeneratingUnit | GeneratingUnit | GovernorMPL
SolarGeneratingUnit | GeneratingUnit | governorSCD | SolarGeneratingUnit | GeneratingUnit | GovernorSCD
SolarGeneratingUnit | GeneratingUnit | maximumEconomicMW | SolarGeneratingUnit | GeneratingUnit | maxEconomicP
SolarGeneratingUnit | GeneratingUnit | maximumOperatingMW | SolarGeneratingUnit | GeneratingUnit | maxOperatingP
SolarGeneratingUnit | GeneratingUnit | minimumEconomicMW | SolarGeneratingUnit | GeneratingUnit | minEconomicP
SolarGeneratingUnit | GeneratingUnit | minimumOperatingMW | SolarGeneratingUnit | GeneratingUnit | minOperatingP
SolarGeneratingUnit | GeneratingUnit | genOperatingMode | SolarGeneratingUnit | GeneratingUnit | genOperatingMode
SolarGeneratingUnit | GeneratingUnit | penaltyFactor | SolarGeneratingUnit | GeneratingUnit | PenaltyFactor
SolarGeneratingUnit | GeneratingUnit | PrimaryFuelType | SolarGeneratingUnit | GeneratingUnit | PrimaryFuelType
SolarGeneratingUnit | GeneratingUnit | SecondaryFuelType | SolarGeneratingUnit | GeneratingUnit | SecondaryFuelType
SolarGeneratingUnit | GeneratingUnit | stepChange | SolarGeneratingUnit | GeneratingUnit | StepChange
SolarGeneratingUnit | GeneratingUnit | allocSpinResMW | SolarGeneratingUnit | GeneratingUnit | allocSpinResP
SolarGeneratingUnit | GeneratingUnit | autoCntrlMarginMW | SolarGeneratingUnit | GeneratingUnit | autoCntrlMarginP
SolarGeneratingUnit | GeneratingUnit | baseMW | SolarGeneratingUnit | GeneratingUnit | baseP
SolarGeneratingUnit | GeneratingUnit | blackStart | SolarGeneratingUnit | GeneratingUnit | blackStart
SolarGeneratingUnit | GeneratingUnit | blockLoadTransfer | SolarGeneratingUnit | GeneratingUnit | blockLoadTransfer
SolarGeneratingUnit | GeneratingUnit | coldStartTime | SolarGeneratingUnit | GeneratingUnit | coldStartTime
SolarGeneratingUnit | GeneratingUnit | commercialOperationsDate | SolarGeneratingUnit | GeneratingUnit | commercialOperationsDate
SolarGeneratingUnit | GeneratingUnit | controlDeadband | SolarGeneratingUnit | GeneratingUnit | controlDeadband
SolarGeneratingUnit | GeneratingUnit | controlResponseRate | SolarGeneratingUnit | GeneratingUnit | controlResponseRate
SolarGeneratingUnit | GeneratingUnit | dispReserveFlag | SolarGeneratingUnit | GeneratingUnit | dispReserveFlag
SolarGeneratingUnit | GeneratingUnit | energyMinMW | SolarGeneratingUnit | GeneratingUnit | energyMinMW
SolarGeneratingUnit | GeneratingUnit | fastStartFlag | SolarGeneratingUnit | GeneratingUnit | fastStartFlag
SolarGeneratingUnit | GeneratingUnit | freqBias | SolarGeneratingUnit | GeneratingUnit | freqBias
SolarGeneratingUnit | GeneratingUnit | freqDevDeadband | SolarGeneratingUnit | GeneratingUnit | freqDevDeadband
SolarGeneratingUnit | GeneratingUnit | frequencyDeadBandHz | SolarGeneratingUnit | GeneratingUnit | frequencyDeadBandHz
SolarGeneratingUnit | GeneratingUnit | fuelPriority | SolarGeneratingUnit | GeneratingUnit | fuelPriority
SolarGeneratingUnit | GeneratingUnit | genControlMode | SolarGeneratingUnit | GeneratingUnit | genControlMode
SolarGeneratingUnit | GeneratingUnit | genControlSource | SolarGeneratingUnit | GeneratingUnit | genControlSource
SolarGeneratingUnit | GeneratingUnit | highControlLimit | SolarGeneratingUnit | GeneratingUnit | highControlLimit
SolarGeneratingUnit | GeneratingUnit | highReasonabilityLimit | SolarGeneratingUnit | GeneratingUnit | highReasonabilityLimit
SolarGeneratingUnit | GeneratingUnit | highReasonabilityRampRateLimit | SolarGeneratingUnit | GeneratingUnit | highReasonabilityRampRateLimit
SolarGeneratingUnit | GeneratingUnit | hotStartTime | SolarGeneratingUnit | GeneratingUnit | hotStartTime
SolarGeneratingUnit | GeneratingUnit | hotintTime | SolarGeneratingUnit | GeneratingUnit | hotintTime
SolarGeneratingUnit | GeneratingUnit | initialMW | SolarGeneratingUnit | GeneratingUnit | initialP
SolarGeneratingUnit | GeneratingUnit | intColdTime | SolarGeneratingUnit | GeneratingUnit | intColdTime
SolarGeneratingUnit | GeneratingUnit | intStartTime | SolarGeneratingUnit | GeneratingUnit | intStartTime
SolarGeneratingUnit | GeneratingUnit | longPF | SolarGeneratingUnit | GeneratingUnit | longPF
SolarGeneratingUnit | GeneratingUnit | lowControlLimit | SolarGeneratingUnit | GeneratingUnit | lowControlLimit
SolarGeneratingUnit | GeneratingUnit | lowReasonabilityLimit | SolarGeneratingUnit | GeneratingUnit | lowReasonabilityLimit
SolarGeneratingUnit | GeneratingUnit | lowReasonabilityRampRateLimit | SolarGeneratingUnit | GeneratingUnit | lowReasonabilityRampRateLimit
SolarGeneratingUnit | GeneratingUnit | lowerRampRate | SolarGeneratingUnit | GeneratingUnit | lowerRampRate
SolarGeneratingUnit | GeneratingUnit | maximumAllowableSpinngReserve | SolarGeneratingUnit | GeneratingUnit | maximumAllowableSpinningReserve
SolarGeneratingUnit | GeneratingUnit | maxCapacityLimit | SolarGeneratingUnit | GeneratingUnit | maxCapacityLimit
SolarGeneratingUnit | GeneratingUnit | maxDailyStarts | SolarGeneratingUnit | GeneratingUnit | maxDailyStarts
SolarGeneratingUnit | GeneratingUnit | maxDownRampRate | SolarGeneratingUnit | GeneratingUnit | maxDownRampRate
SolarGeneratingUnit | GeneratingUnit | maxONTime | SolarGeneratingUnit | GeneratingUnit | maxONTime
SolarGeneratingUnit | GeneratingUnit | maxResponseReserveLimit | SolarGeneratingUnit | GeneratingUnit | maxResponseReserveLimit
SolarGeneratingUnit | GeneratingUnit | maxSpinReserveContribution | SolarGeneratingUnit | GeneratingUnit | maxSpinReserveContribution
SolarGeneratingUnit | GeneratingUnit | maxUpRampRate | SolarGeneratingUnit | GeneratingUnit | maxUpRampRate
SolarGeneratingUnit | GeneratingUnit | maxWeeklyEnergy | SolarGeneratingUnit | GeneratingUnit | maxWeeklyEnergy
SolarGeneratingUnit | GeneratingUnit | maxWeeklyStarts | SolarGeneratingUnit | GeneratingUnit | maxWeeklyStarts
SolarGeneratingUnit | GeneratingUnit | maximumCurrentCapacity | SolarGeneratingUnit | GeneratingUnit | maximumCurrentCapacity
SolarGeneratingUnit | GeneratingUnit | maximumCurrentCapacityRef | SolarGeneratingUnit | GeneratingUnit | maximumCurrentCapacityRef
SolarGeneratingUnit | GeneratingUnit | maximumEconomicMWRef | SolarGeneratingUnit | GeneratingUnit | maximumEconomicMWRef
SolarGeneratingUnit | GeneratingUnit | minCapacityLimit | SolarGeneratingUnit | GeneratingUnit | minCapacityLimit
SolarGeneratingUnit | GeneratingUnit | minOFFTime | SolarGeneratingUnit | GeneratingUnit | minOFFTime
SolarGeneratingUnit | GeneratingUnit | minONTime | SolarGeneratingUnit | GeneratingUnit | minONTime
SolarGeneratingUnit | GeneratingUnit | minResponseReserveLimit | SolarGeneratingUnit | GeneratingUnit | minResponseReserveLimit
SolarGeneratingUnit | GeneratingUnit | minimumOffTime | SolarGeneratingUnit | GeneratingUnit | minimumOffTime
SolarGeneratingUnit | GeneratingUnit | modelDetail | SolarGeneratingUnit | GeneratingUnit | modelDetail
SolarGeneratingUnit | GeneratingUnit | normalPF | SolarGeneratingUnit | GeneratingUnit | normalPF
SolarGeneratingUnit | GeneratingUnit | onlineThresholdDeadbandPercent | SolarGeneratingUnit | GeneratingUnit | onlineThresholdDeadbandPercent
SolarGeneratingUnit | GeneratingUnit | qualificationStatus | SolarGeneratingUnit | GeneratingUnit | qualificationStatus
SolarGeneratingUnit | GeneratingUnit | raiseRampRate | SolarGeneratingUnit | GeneratingUnit | raiseRampRate
SolarGeneratingUnit | GeneratingUnit | ratedGrossMaxMW | SolarGeneratingUnit | GeneratingUnit | ratedGrossMaxP
SolarGeneratingUnit | GeneratingUnit | ratedGrossMinMW | SolarGeneratingUnit | GeneratingUnit | ratedGrossMinP
SolarGeneratingUnit | GeneratingUnit | ratedNetMaxMW | SolarGeneratingUnit | GeneratingUnit | ratedNetMaxP
SolarGeneratingUnit | GeneratingUnit | reliabilityMustRun | SolarGeneratingUnit | GeneratingUnit | reliabilityMustRun
SolarGeneratingUnit | GeneratingUnit | reserveDiscountFactor | SolarGeneratingUnit | GeneratingUnit | reserveDiscountFactor
SolarGeneratingUnit | GeneratingUnit | seasonalMaxSustainableRating | SolarGeneratingUnit | GeneratingUnit | seasonalMaxSustainableRating
SolarGeneratingUnit | GeneratingUnit | seasonalMinEmergencyRating | SolarGeneratingUnit | GeneratingUnit | seasonalMinEmergencyRating
SolarGeneratingUnit | GeneratingUnit | seasonalMinSustainableRating | SolarGeneratingUnit | GeneratingUnit | seasonalMinSustainableRating
SolarGeneratingUnit | GeneratingUnit | shortPF | SolarGeneratingUnit | GeneratingUnit | shortPF
SolarGeneratingUnit | GeneratingUnit | spinReserveRamp |  |  | **REMOVED**
SolarGeneratingUnit | GeneratingUnit | spinningReserveMax | SolarGeneratingUnit | GeneratingUnit | spinningReserveMax
SolarGeneratingUnit | GeneratingUnit | startupTime | SolarGeneratingUnit | GeneratingUnit | startupTime
SolarGeneratingUnit | GeneratingUnit | synCondenserCapable | SolarGeneratingUnit | GeneratingUnit | synCondenserCapable
SolarGeneratingUnit | GeneratingUnit | tieLinePF | SolarGeneratingUnit | GeneratingUnit | tieLinePF
SolarGeneratingUnit | GeneratingUnit | wfrmcr | SolarGeneratingUnit | GeneratingUnit | wfrmcr
SolarGeneratingUnit | GeneratingUnit | hasAMechanicalGovernor | SolarGeneratingUnit | GeneratingUnit | hasAMechanicalGovernor
SolarGeneratingUnit | GeneratingUnit | hasPFRExemption | SolarGeneratingUnit | GeneratingUnit | hasPFRExemption
SolarGeneratingUnit | GeneratingUnit | resourceCategoryE | SolarGeneratingUnit | GeneratingUnit | resourceCategoryE
SolarGeneratingUnit | GeneratingUnit | hasPSSExemption | SolarGeneratingUnit | GeneratingUnit | hasPSSExemption
SolarGeneratingUnit | GeneratingUnit | DeadbandForEvaluation | SolarGeneratingUnit | GeneratingUnit | DeadbandForEvaluation
SolarGeneratingUnit | GeneratingUnit | MWDeadbandForEvaluation | SolarGeneratingUnit | GeneratingUnit | MWDeadbandForEvaluation
SolarGeneratingUnit | GeneratingUnit | PFRExemption | SolarGeneratingUnit | GeneratingUnit | PFRExemption
SolarGeneratingUnit | GeneratingUnit | switchable | SolarGeneratingUnit | GeneratingUnit | switchable
SolarGeneratingUnit | GeneratingUnit | Dispatchable | SolarGeneratingUnit | GeneratingUnit | Dispatchable
SolarGeneratingUnit | GeneratingUnit | ScaleDownOnly | SolarGeneratingUnit | GeneratingUnit | ScaleDownOnly
SolarGeneratingUnit | GeneratingUnit | NFRC | SolarGeneratingUnit | GeneratingUnit | NFRC
SolarGeneratingUnit | GeneratingUnit | maxDesignTemp | SolarGeneratingUnit | GeneratingUnit | maxDesignTemp
SolarGeneratingUnit | GeneratingUnit | maxEngTemp | SolarGeneratingUnit | GeneratingUnit | maxEngTemp
SolarGeneratingUnit | GeneratingUnit | maxHistTemp | SolarGeneratingUnit | GeneratingUnit | maxHistTemp
SolarGeneratingUnit | GeneratingUnit | minDesignTemp | SolarGeneratingUnit | GeneratingUnit | minDesignTemp
SolarGeneratingUnit | GeneratingUnit | minEngTemp | SolarGeneratingUnit | GeneratingUnit | minEngTemp
SolarGeneratingUnit | GeneratingUnit | minHistTemp | SolarGeneratingUnit | GeneratingUnit | minHistTemp
SolarGeneratingUnit | GeneratingUnit | maxDesignTempDerate | SolarGeneratingUnit | GeneratingUnit | maxDesignTempDerate
SolarGeneratingUnit | GeneratingUnit | maxEngTempDerate | SolarGeneratingUnit | GeneratingUnit | maxEngTempDerate
SolarGeneratingUnit | GeneratingUnit | maxHistTempDerate | SolarGeneratingUnit | GeneratingUnit | maxHistTempDerate
SolarGeneratingUnit | GeneratingUnit | minDesignTempDerate | SolarGeneratingUnit | GeneratingUnit | minDesignTempDerate
SolarGeneratingUnit | GeneratingUnit | minEngTempDerate | SolarGeneratingUnit | GeneratingUnit | minEngTempDerate
SolarGeneratingUnit | GeneratingUnit | minHistTempDerate | SolarGeneratingUnit | GeneratingUnit | minHistTempDerate
SolarGeneratingUnit | GeneratingUnit | isBSCapable | SolarGeneratingUnit | GeneratingUnit | isBSCapable
SolarGeneratingUnit | GeneratingUnit | isIsocCapable | SolarGeneratingUnit | GeneratingUnit | isIsocCapable
SolarGeneratingUnit | SolarGeneratingUnit | ReactiveLimitControlMode | SolarGeneratingUnit | SolarGeneratingUnit | ReactiveLimitControlMode
SolarGeneratingUnit | SolarGeneratingUnit | powerFactor | SolarGeneratingUnit | SolarGeneratingUnit | powerFactor
SolarGeneratingUnit | SolarGeneratingUnit | averageHeight | SolarGeneratingUnit | SolarGeneratingUnit | averageHeight
SolarGeneratingUnit | SolarGeneratingUnit | maxAmbientAirOpTemp | SolarGeneratingUnit | SolarGeneratingUnit | maxAmbientAirOpTemp
SolarGeneratingUnit | SolarGeneratingUnit | minAmbientAirOpTemp | SolarGeneratingUnit | SolarGeneratingUnit | minAmbientAirOpTemp
SolarGeneratingUnit | SolarGeneratingUnit | siteElevation | SolarGeneratingUnit | SolarGeneratingUnit | siteElevation
SolarGeneratingUnit | SolarGeneratingUnit | namePlateAC | SolarGeneratingUnit | SolarGeneratingUnit | namePlateAC
SolarGeneratingUnit | SolarGeneratingUnit | namePlateDC | SolarGeneratingUnit | SolarGeneratingUnit | namePlateDC
SolarPanel | IdentifiedObject | aliasName | SolarPanel | IdentifiedObject | aliasName
SolarPanel | SolarPanel | area | SolarPanel | SolarPanel | area
SolarPanel | SolarPanel | configurationID | SolarPanel | SolarPanel | configurationID
SolarPanel | IdentifiedObject | description | SolarPanel | IdentifiedObject | description
SolarPanel | SolarPanel | efficiency | SolarPanel | SolarPanel | efficiency
SolarPanel | IdentifiedObject | localName | SolarPanel | IdentifiedObject | localName
SolarPanel | IdentifiedObject | mRID | SolarPanel | IdentifiedObject | mRID
SolarPanel | SolarPanel | normalOpTemp | SolarPanel | SolarPanel | normalOpTemp
SolarPanel | IdentifiedObject | pathName | SolarPanel | IdentifiedObject | pathName
SolarPanel | SolarPanel | planeAzimuth | SolarPanel | SolarPanel | planeAzimuth
SolarPanel | SolarPanel | planeTilt | SolarPanel | SolarPanel | planeTilt
SolarPanel | SolarPanel | SkidArrayCount | SolarPanel | SolarPanel | SkidArrayCount
SolarPanel | SolarPanel | solarPanelCount | SolarPanel | SolarPanel | solarPanelCount
SolarPanel | SolarPanel | tempCoeffPower | SolarPanel | SolarPanel | tempCoeffPower
SolarPanel | SolarPanel | trackingType | SolarPanel | SolarPanel | trackingType
SolarPanel | IdentifiedObject | name | SolarPanel | IdentifiedObject | name
SolarPanelDepartment | IdentifiedObject | aliasName | SolarPanelDepartment | IdentifiedObject | aliasName
SolarPanelDepartment | IdentifiedObject | description | SolarPanelDepartment | IdentifiedObject | description
SolarPanelDepartment | IdentifiedObject | localName | SolarPanelDepartment | IdentifiedObject | localName
SolarPanelDepartment | IdentifiedObject | mRID | SolarPanelDepartment | IdentifiedObject | mRID
SolarPanelDepartment | IdentifiedObject | pathName | SolarPanelDepartment | IdentifiedObject | pathName
SolarPanelDepartment | IdentifiedObject | name | SolarPanelDepartment | IdentifiedObject | name
SolarPanelModel | IdentifiedObject | aliasName | SolarPanelModel | IdentifiedObject | aliasName
SolarPanelModel | IdentifiedObject | description | SolarPanelModel | IdentifiedObject | description
SolarPanelModel | IdentifiedObject | localName | SolarPanelModel | IdentifiedObject | localName
SolarPanelModel | Model | model | SolarPanelModel | Archetype | model
SolarPanelModel | Model | modelNamePlateRating | SolarPanelModel | Archetype | modelNamePlateRating
SolarPanelModel | IdentifiedObject | mRID | SolarPanelModel | IdentifiedObject | mRID
SolarPanelModel | IdentifiedObject | pathName | SolarPanelModel | IdentifiedObject | pathName
SolarPanelModel | IdentifiedObject | name | SolarPanelModel | IdentifiedObject | name
SpecialMessagingScheme | IdentifiedObject | name | SpecialMessagingScheme | IdentifiedObject | name
SpecialMessagingScheme | IdentifiedObject | description | SpecialMessagingScheme | IdentifiedObject | description
SpecialMessagingScheme | IdentifiedObject | aliasName | SpecialMessagingScheme | IdentifiedObject | aliasName
SpecialMessagingScheme | IdentifiedObject | localName | SpecialMessagingScheme | IdentifiedObject | localName
SpecialMessagingScheme | IdentifiedObject | mRID | SpecialMessagingScheme | IdentifiedObject | mRID
SpecialMessagingScheme | IdentifiedObject | pathName | SpecialMessagingScheme | IdentifiedObject | pathName
SpecialMessagingScheme | PowerSystemResource | contingencyComponent | SpecialMessagingScheme | PowerSystemResource | contingencyComponent
SpecialMessagingScheme | PowerSystemResource | teid | SpecialMessagingScheme | PowerSystemResource | teid
SpecialMessagingScheme | RemedialActionScheme | active | SpecialMessagingScheme | RemedialActionScheme | armed
SpecialMessagingScheme | RemedialActionScheme | isRAP | SpecialMessagingScheme | RemedialActionScheme | isRAP
SpecialMessagingScheme | RemedialActionScheme | isRAS | SpecialMessagingScheme | RemedialActionScheme | isRAS
SpecialMessagingScheme | RemedialActionScheme | showTelemOnDisplay | SpecialMessagingScheme | RemedialActionScheme | showTelemOnDisplay
Stage | IdentifiedObject | aliasName | Stage | IdentifiedObject | aliasName
Stage | IdentifiedObject | description | Stage | IdentifiedObject | description
Stage | IdentifiedObject | localName | Stage | IdentifiedObject | localName
Stage | IdentifiedObject | mRID | Stage | IdentifiedObject | mRID
Stage | IdentifiedObject | pathName | Stage | IdentifiedObject | pathName
Stage | IdentifiedObject | name | Stage | IdentifiedObject | name
StageTrigger | IdentifiedObject | aliasName | StageTrigger | IdentifiedObject | aliasName
StageTrigger | IdentifiedObject | description | StageTrigger | IdentifiedObject | description
StageTrigger | IdentifiedObject | localName | StageTrigger | IdentifiedObject | localName
StageTrigger | IdentifiedObject | mRID | StageTrigger | IdentifiedObject | mRID
StageTrigger | IdentifiedObject | pathName | StageTrigger | IdentifiedObject | pathName
StageTrigger | IdentifiedObject | name | StageTrigger | IdentifiedObject | name
StaticVarCompensator | IdentifiedObject | aliasName | StaticVarCompensator | IdentifiedObject | aliasName
StaticVarCompensator | RegulatingCondEq | avrEnabled | StaticVarCompensator | RegulatingCondEq | avrEnabled
StaticVarCompensator | StaticVarCompensator | b | StaticVarCompensator | StaticVarCompensator | b
StaticVarCompensator | StaticVarCompensator | capacitiveRating | StaticVarCompensator | StaticVarCompensator | capacitiveRating
StaticVarCompensator | PowerSystemResource | contingencyComponent | StaticVarCompensator | PowerSystemResource | contingencyComponent
StaticVarCompensator | Equipment | DAM_Monitored | StaticVarCompensator | Equipment | DAM_Monitored
StaticVarCompensator | Equipment | DAM_Secured | StaticVarCompensator | Equipment | DAM_Secured
StaticVarCompensator | IdentifiedObject | description | StaticVarCompensator | IdentifiedObject | description
StaticVarCompensator | StaticVarCompensator | fixedMVAr | StaticVarCompensator | StaticVarCompensator | fixedMVAr
StaticVarCompensator | StaticVarCompensator | highVoltageChangeThreshold | StaticVarCompensator | StaticVarCompensator | highVoltageChangeThreshold
StaticVarCompensator | StaticVarCompensator | inductiveRating | StaticVarCompensator | StaticVarCompensator | inductiveRating
StaticVarCompensator | RegulatingCondEq | loadBasedRegulationEnabled | StaticVarCompensator | RegulatingCondEq | loadBasedRegulationEnabled
StaticVarCompensator | IdentifiedObject | localName | StaticVarCompensator | IdentifiedObject | localName
StaticVarCompensator | StaticVarCompensator | lowVoltageChangeThreshold | StaticVarCompensator | StaticVarCompensator | lowVoltageChangeThreshold
StaticVarCompensator | StaticVarCompensator | maximumkV | StaticVarCompensator | StaticVarCompensator | maximumkV
StaticVarCompensator | StaticVarCompensator | maxTimeSteadyState | StaticVarCompensator | StaticVarCompensator | maxTimeSteadyState
StaticVarCompensator | StaticVarCompensator | minimumkV | StaticVarCompensator | StaticVarCompensator | minimumkV
StaticVarCompensator | IdentifiedObject | mRID | StaticVarCompensator | IdentifiedObject | mRID
StaticVarCompensator | Equipment | OUSPriority | StaticVarCompensator | Equipment | OUSPriority
StaticVarCompensator | IdentifiedObject | pathName | StaticVarCompensator | IdentifiedObject | pathName
StaticVarCompensator | RegulatingCondEq | PercentReactivePowerTransfer | StaticVarCompensator | RegulatingCondEq | PercentReactivePowerTransfer
StaticVarCompensator | StaticVarCompensator | planningModelEquivalent | StaticVarCompensator | StaticVarCompensator | planningModelEquivalent
StaticVarCompensator | StaticVarCompensator | postContingencyMVARMax | StaticVarCompensator | StaticVarCompensator | postContingencyMVARMax
StaticVarCompensator | StaticVarCompensator | postContingencyMVARMin | StaticVarCompensator | StaticVarCompensator | postContingencyMVARMin
StaticVarCompensator | Equipment | psseid | StaticVarCompensator | Resources | PSSEID
StaticVarCompensator | StaticVarCompensator | rampDelay | StaticVarCompensator | StaticVarCompensator | rampDelay
StaticVarCompensator | StaticVarCompensator | rampDurationThreshold | StaticVarCompensator | StaticVarCompensator | rampDurationThreshold
StaticVarCompensator | ConductingEquipment | remove | StaticVarCompensator | ConductingEquipment | remove
StaticVarCompensator | ConductingEquipment | removeEnable | StaticVarCompensator | ConductingEquipment | removeEnable
StaticVarCompensator | Equipment | RUC_Monitored | StaticVarCompensator | Equipment | RUC_Monitored
StaticVarCompensator | Equipment | RUC_Secured | StaticVarCompensator | Equipment | RUC_Secured
StaticVarCompensator | StaticVarCompensator | slope | StaticVarCompensator | StaticVarCompensator | slope
StaticVarCompensator | StaticVarCompensator | steadyStateMVARMax | StaticVarCompensator | StaticVarCompensator | steadyStateMVARMax
StaticVarCompensator | StaticVarCompensator | steadyStateMVARMin | StaticVarCompensator | StaticVarCompensator | steadyStateMVARMin
StaticVarCompensator | StaticVarCompensator | sVCControlMode | StaticVarCompensator | StaticVarCompensator | sVCControlMode
StaticVarCompensator | PowerSystemResource | teid | StaticVarCompensator | PowerSystemResource | teid
StaticVarCompensator | StaticVarCompensator | voltageDeviation | StaticVarCompensator | StaticVarCompensator | voltageDeviation
StaticVarCompensator | StaticVarCompensator | voltageSetPoint | StaticVarCompensator | StaticVarCompensator | voltageSetPoint
StaticVarCompensator | IdentifiedObject | name | StaticVarCompensator | IdentifiedObject | name
StaticVarCompensator | ConductingEquipment | phases |  |  | **REMOVED**
SubGeographicalRegion | IdentifiedObject | aliasName | SubGeographicalRegion | IdentifiedObject | aliasName
SubGeographicalRegion | IdentifiedObject | description | SubGeographicalRegion | IdentifiedObject | description
SubGeographicalRegion | SubGeographicalRegion | isWeatherZone | SubGeographicalRegion | SubGeographicalRegion | isWeatherZone
SubGeographicalRegion | IdentifiedObject | localName | SubGeographicalRegion | IdentifiedObject | localName
SubGeographicalRegion | IdentifiedObject | mRID | SubGeographicalRegion | IdentifiedObject | mRID
SubGeographicalRegion | IdentifiedObject | pathName | SubGeographicalRegion | IdentifiedObject | pathName
SubGeographicalRegion | SubGeographicalRegion | psseid | SubGeographicalRegion | Resources | PSSEID
SubGeographicalRegion | IdentifiedObject | name | SubGeographicalRegion | IdentifiedObject | name
SubLoadArea | IdentifiedObject | aliasName | SubLoadArea | IdentifiedObject | aliasName
SubLoadArea | IdentifiedObject | description | SubLoadArea | IdentifiedObject | description
SubLoadArea | SubLoadArea | forecastEnabled | SubLoadArea | SubLoadArea | forecastEnabled
SubLoadArea | IdentifiedObject | localName | SubLoadArea | IdentifiedObject | localName
SubLoadArea | IdentifiedObject | mRID | SubLoadArea | IdentifiedObject | mRID
SubLoadArea | IdentifiedObject | pathName | SubLoadArea | IdentifiedObject | pathName
SubLoadArea | IdentifiedObject | name | SubLoadArea | IdentifiedObject | name
Substation | IdentifiedObject | aliasName | Substation | IdentifiedObject | aliasName
Substation | PowerSystemResource | contingencyComponent | Substation | PowerSystemResource | contingencyComponent
Substation | IdentifiedObject | description | Substation | IdentifiedObject | description
Substation | Substation | forNetwork | Substation | Substation | forNetwork
Substation | Substation | forScada | Substation | Substation | forScada
Substation | Substation | inhibitAbnormalForAlarm | Substation | AlarmableObject | inhibitAbnormalForAlarm
Substation | Substation | inhibitAbnormalForSCADA | Substation | AlarmableObject | inhibitAbnormalForSCADA
Substation | Substation | inhibitAudibleTone | Substation | AlarmableObject | inhibitAudibleTone
Substation | Substation | inhibitLoggingAndAlarmList | Substation | AlarmableObject | inhibitLoggingAndAlarmList
Substation | Substation | inhibitUnacknowledgedAlarmList | Substation | AlarmableObject | inhibitUnacknowledgedAlarmList
Substation | Substation | initiallyInhibit | Substation | AlarmableObject | initiallyInhibit
Substation | IdentifiedObject | localName | Substation | IdentifiedObject | localName
Substation | IdentifiedObject | mRID | Substation | IdentifiedObject | mRID
Substation | IdentifiedObject | pathName | Substation | IdentifiedObject | pathName
Substation | Substation | PSSEID | Substation | Resources | PSSEID
Substation | Substation | SGR | Substation | Substation | SGR
Substation | PowerSystemResource | teid | Substation | PowerSystemResource | teid
Substation | IdentifiedObject | name | Substation | IdentifiedObject | name
Substation | Substation | abnormalForAlarm |  |  | **REMOVED**
Substation | Substation | abnormalForSCADA |  |  | **REMOVED**
Substation | Substation | alarmLocation |  |  | **REMOVED**
Substation | Substation | audibleTone |  |  | **REMOVED**
Substation | Substation | loggingAndAlarmList |  |  | **REMOVED**
Substation | Substation | overrideDefaultInhibitDefinition |  |  | **REMOVED**
Substation | Substation | unacknowledgedAlarmList |  |  | **REMOVED**
SynchrocheckRelay | IdentifiedObject | aliasName | SynchrocheckRelay | IdentifiedObject | aliasName
SynchrocheckRelay | PowerSystemResource | contingencyComponent | SynchrocheckRelay | PowerSystemResource | contingencyComponent
SynchrocheckRelay | Equipment | DAM_Monitored | SynchrocheckRelay | Equipment | DAM_Monitored
SynchrocheckRelay | Equipment | DAM_Secured | SynchrocheckRelay | Equipment | DAM_Secured
SynchrocheckRelay | IdentifiedObject | description | SynchrocheckRelay | IdentifiedObject | description
SynchrocheckRelay | ProtectionEquipment | highLimit | SynchrocheckRelay | ProtectionEquipment | highLimit
SynchrocheckRelay | IdentifiedObject | localName | SynchrocheckRelay | IdentifiedObject | localName
SynchrocheckRelay | ProtectionEquipment | lowLimit | SynchrocheckRelay | ProtectionEquipment | lowLimit
SynchrocheckRelay | SynchrocheckRelay | maxAngleDiff | SynchrocheckRelay | SynchrocheckRelay | maxAngleDiff
SynchrocheckRelay | SynchrocheckRelay | maxFreqDiff | SynchrocheckRelay | SynchrocheckRelay | maxFreqDiff
SynchrocheckRelay | SynchrocheckRelay | maxVoltDiff | SynchrocheckRelay | SynchrocheckRelay | maxVoltDiff
SynchrocheckRelay | IdentifiedObject | mRID | SynchrocheckRelay | IdentifiedObject | mRID
SynchrocheckRelay | Equipment | OUSPriority | SynchrocheckRelay | Equipment | OUSPriority
SynchrocheckRelay | IdentifiedObject | pathName | SynchrocheckRelay | IdentifiedObject | pathName
SynchrocheckRelay | ProtectionEquipment | powerDirectionFlag | SynchrocheckRelay | ProtectionEquipment | powerDirectionFlag
SynchrocheckRelay | Equipment | psseid | SynchrocheckRelay | Resources | PSSEID
SynchrocheckRelay | ProtectionEquipment | relayDelayTime | SynchrocheckRelay | ProtectionEquipment | relayDelayTime
SynchrocheckRelay | Equipment | RUC_Monitored | SynchrocheckRelay | Equipment | RUC_Monitored
SynchrocheckRelay | Equipment | RUC_Secured | SynchrocheckRelay | Equipment | RUC_Secured
SynchrocheckRelay | PowerSystemResource | teid | SynchrocheckRelay | PowerSystemResource | teid
SynchrocheckRelay | IdentifiedObject | name | SynchrocheckRelay | IdentifiedObject | name
SynchrocheckRelay | ProtectionEquipment | lockoutTimeHigh |  |  | **REMOVED**
SynchrocheckRelay | ProtectionEquipment | lockoutTimeLow |  |  | **REMOVED**
SynchrocheckRelay | ProtectionEquipment | relayDelayTimeHigh |  |  | **REMOVED**
SynchrocheckRelay | ProtectionEquipment | relayDelayTimeLow |  |  | **REMOVED**
SynchrocheckRelay | SynchrocheckRelay | maxAngleDiffDelay |  |  | **REMOVED**
SynchrocheckRelay | SynchrocheckRelay | maxFreqDiffDelay |  |  | **REMOVED**
SynchrocheckRelay | SynchrocheckRelay | minAngleDiffDelay |  |  | **REMOVED**
SynchrocheckRelay | SynchrocheckRelay | minFreqDiffDelay |  |  | **REMOVED**
SynchrocheckRelay | SynchrocheckRelay | maxAngleDiffCloseDelay |  |  | **REMOVED**
SynchrocheckRelay | SynchrocheckRelay | maxFreqDiffCloseDelay |  |  | **REMOVED**
SynchronousCondenser | IdentifiedObject | name | SynchronousCondenser | IdentifiedObject | name
SynchronousCondenser | IdentifiedObject | description | SynchronousCondenser | IdentifiedObject | description
SynchronousCondenser | IdentifiedObject | aliasName | SynchronousCondenser | IdentifiedObject | aliasName
SynchronousCondenser | IdentifiedObject | localName | SynchronousCondenser | IdentifiedObject | localName
SynchronousCondenser | IdentifiedObject | mRID | SynchronousCondenser | IdentifiedObject | mRID
SynchronousCondenser | IdentifiedObject | pathName | SynchronousCondenser | IdentifiedObject | pathName
SynchronousCondenser | PowerSystemResource | contingencyComponent | SynchronousCondenser | PowerSystemResource | contingencyComponent
SynchronousCondenser | PowerSystemResource | teid | SynchronousCondenser | PowerSystemResource | teid
SynchronousCondenser | Equipment | DAM_Monitored | SynchronousCondenser | Equipment | DAM_Monitored
SynchronousCondenser | Equipment | DAM_Secured | SynchronousCondenser | Equipment | DAM_Secured
SynchronousCondenser | Equipment | OUSPriority | SynchronousCondenser | Equipment | OUSPriority
SynchronousCondenser | Equipment | RUC_Monitored | SynchronousCondenser | Equipment | RUC_Monitored
SynchronousCondenser | Equipment | RUC_Secured | SynchronousCondenser | Equipment | RUC_Secured
SynchronousCondenser | Equipment | psseid | SynchronousCondenser | Resources | PSSEID
SynchronousCondenser | ConductingEquipment | remove | SynchronousCondenser | ConductingEquipment | remove
SynchronousCondenser | ConductingEquipment | removeEnable | SynchronousCondenser | ConductingEquipment | removeEnable
SynchronousCondenser | RegulatingCondEq | PercentReactivePowerTransfer | SynchronousCondenser | RegulatingCondEq | PercentReactivePowerTransfer
SynchronousCondenser | RegulatingCondEq | avrEnabled | SynchronousCondenser | RegulatingCondEq | avrEnabled
SynchronousCondenser | RegulatingCondEq | loadBasedRegulationEnabled | SynchronousCondenser | RegulatingCondEq | loadBasedRegulationEnabled
SynchronousCondenser | RotatingMachine | ratedPowerFactor | SynchronousCondenser | RotatingMachine | ratedPowerFactor
SynchronousCondenser | SynchronousMachine | ratedMVA | SynchronousCondenser | RotatingMachine | ratedS
SynchronousCondenser | RotatingMachine | ratedU | SynchronousCondenser | RotatingMachine | ratedU
SynchronousCondenser | SynchronousMachine | aVRToManualLag | SynchronousCondenser | SynchronousMachine | aVRToManualLag
SynchronousCondenser | SynchronousMachine | aVRToManualLead | SynchronousCondenser | SynchronousMachine | aVRToManualLead
SynchronousCondenser | SynchronousMachine | baseMVAr | SynchronousCondenser | SynchronousMachine | baseQ
SynchronousCondenser | SynchronousMachine | condenserMW | SynchronousCondenser | SynchronousMachine | condenserP
SynchronousCondenser | SynchronousMachine | coolantCondition | SynchronousCondenser | SynchronousMachine | coolantCondition
SynchronousCondenser | SynchronousMachine | coolantType | SynchronousCondenser | SynchronousMachine | coolantType
SynchronousCondenser | SynchronousMachine | manualToAVR | SynchronousCondenser | SynchronousMachine | manualToAVR
SynchronousCondenser | SynchronousMachine | maximumKV | SynchronousCondenser | SynchronousMachine | maxU
SynchronousCondenser | SynchronousMachine | maximumMVAr | SynchronousCondenser | SynchronousMachine | maxQ
SynchronousCondenser | SynchronousMachine | minimumKV | SynchronousCondenser | SynchronousMachine | minU
SynchronousCondenser | SynchronousMachine | minimumMVAr | SynchronousCondenser | SynchronousMachine | minQ
SynchronousCondenser | SynchronousMachine | operatingMode | SynchronousCondenser | SynchronousMachine | operatingMode
SynchronousCondenser | SynchronousMachine | r | SynchronousCondenser | SynchronousMachine | r
SynchronousCondenser | SynchronousMachine | r0 | SynchronousCondenser | SynchronousMachine | r0
SynchronousCondenser | SynchronousMachine | referencePriority | SynchronousCondenser | SynchronousMachine | referencePriority
SynchronousCondenser | SynchronousMachine | type | SynchronousCondenser | SynchronousMachine | type
SynchronousCondenser | SynchronousMachine | varManual | SynchronousCondenser | SynchronousMachine | varManual
SynchronousCondenser | SynchronousMachine | x | SynchronousCondenser | SynchronousMachine | x
SynchronousCondenser | SynchronousMachine | x0 | SynchronousCondenser | SynchronousMachine | x0
SynchronousCondenser | SynchronousMachine | xSubtrans | SynchronousCondenser | SynchronousMachine | xSubTrans
SynchronousCondenser | SynchronousMachine | xTrans | SynchronousCondenser | SynchronousMachine | xTrans
SynchronousCondenser | ConductingEquipment | phases |  |  | **REMOVED**
SynchronousCondenser | RotatingMachine | ratedS |  |  | **REMOVED**
SynchronousCondenser | SynchronousMachine | Reduce |  |  | **REMOVED**
SynchronousCondenser | RotatingMachine | saturationFactor | SynchronousMachineTimeConstantReactance | RotatingMachineDynamics | saturationFactor | Attribute moved from SynchronousMachine to SynchronousMachineTimeConstantReactance
SynchronousCondenser | RotatingMachine | saturationFactor120 | SynchronousMachineTimeConstantReactance | RotatingMachineDynamics | saturationFactor120 | Attribute moved from SynchronousMachine to SynchronousMachineTimeConstantReactance
SynchronousCondenser | SynchronousMachine | inertia | SynchronousMachineTimeConstantReactance | RotatingMachineDynamics | inertia | Attribute moved from SynchronousMachine to SynchronousMachineTimeConstantReactance
SynchronousCondenser | SynchronousMachine | xDirectSubtrans | SynchronousMachineTimeConstantReactance | SynchronousMachineTimeConst | xDirectSubtrans | Attribute moved from SynchronousMachine to SynchronousMachineTimeConstantReactance
SynchronousCondenser | SynchronousMachine | xDirectSync | SynchronousMachineTimeConstantReactance | SynchronousMachineTimeConst | xDirectSync | Attribute moved from SynchronousMachine to SynchronousMachineTimeConstantReactance
SynchronousCondenser | SynchronousMachine | xDirectTrans | SynchronousMachineTimeConstantReactance | SynchronousMachineTimeConst | xDirectTrans | Attribute moved from SynchronousMachine to SynchronousMachineTimeConstantReactance
SynchronousCondenser | SynchronousMachine | xQuadSubtrans | SynchronousMachineTimeConstantReactance | SynchronousMachineTimeConst | xQuadSubtrans | Attribute moved from SynchronousMachine to SynchronousMachineTimeConstantReactance
SynchronousCondenser | SynchronousMachine | xQuadSync | SynchronousMachineTimeConstantReactance | SynchronousMachineTimeConst | xQuadSync | Attribute moved from SynchronousMachine to SynchronousMachineTimeConstantReactance
SynchronousCondenser | SynchronousMachine | xQuadTrans | SynchronousMachineTimeConstantReactance | SynchronousMachineTimeConst | xQuadTrans | Attribute moved from SynchronousMachine to SynchronousMachineTimeConstantReactance
SynchronousMachine | IdentifiedObject | name | SynchronousMachine | IdentifiedObject | name
SynchronousMachine | IdentifiedObject | description | SynchronousMachine | IdentifiedObject | description
SynchronousMachine | IdentifiedObject | aliasName | SynchronousMachine | IdentifiedObject | aliasName
SynchronousMachine | IdentifiedObject | localName | SynchronousMachine | IdentifiedObject | localName
SynchronousMachine | IdentifiedObject | mRID | SynchronousMachine | IdentifiedObject | mRID
SynchronousMachine | IdentifiedObject | pathName | SynchronousMachine | IdentifiedObject | pathName
SynchronousMachine | PowerSystemResource | teid | SynchronousMachine | PowerSystemResource | teid
SynchronousMachine | PowerSystemResource | contingencyComponent | SynchronousMachine | PowerSystemResource | contingencyComponent
SynchronousMachine | Equipment | DAM_Monitored | SynchronousMachine | Equipment | DAM_Monitored
SynchronousMachine | Equipment | DAM_Secured | SynchronousMachine | Equipment | DAM_Secured
SynchronousMachine | Equipment | OUSPriority | SynchronousMachine | Equipment | OUSPriority
SynchronousMachine | Equipment | RUC_Monitored | SynchronousMachine | Equipment | RUC_Monitored
SynchronousMachine | Equipment | RUC_Secured | SynchronousMachine | Equipment | RUC_Secured
SynchronousMachine | Equipment | psseid | SynchronousMachine | Resources | PSSEID
SynchronousMachine | ConductingEquipment | remove | SynchronousMachine | ConductingEquipment | remove
SynchronousMachine | ConductingEquipment | removeEnable | SynchronousMachine | ConductingEquipment | removeEnable
SynchronousMachine | RegulatingCondEq | avrEnabled | SynchronousMachine | RegulatingCondEq | avrEnabled
SynchronousMachine | RegulatingCondEq | loadBasedRegulationEnabled | SynchronousMachine | RegulatingCondEq | loadBasedRegulationEnabled
SynchronousMachine | RegulatingCondEq | PercentReactivePowerTransfer | SynchronousMachine | RegulatingCondEq | PercentReactivePowerTransfer
SynchronousMachine | RotatingMachine | ratedPowerFactor | SynchronousMachine | RotatingMachine | ratedPowerFactor
SynchronousMachine | SynchronousMachine | ratedMVA | SynchronousMachine | RotatingMachine | ratedS
SynchronousMachine | RotatingMachine | ratedU | SynchronousMachine | RotatingMachine | ratedU
SynchronousMachine | SynchronousMachine | aVRToManualLag | SynchronousMachine | SynchronousMachine | aVRToManualLag
SynchronousMachine | SynchronousMachine | aVRToManualLead | SynchronousMachine | SynchronousMachine | aVRToManualLead
SynchronousMachine | SynchronousMachine | baseMVAr | SynchronousMachine | SynchronousMachine | baseQ
SynchronousMachine | SynchronousMachine | condenserMW | SynchronousMachine | SynchronousMachine | condenserP
SynchronousMachine | SynchronousMachine | coolantCondition | SynchronousMachine | SynchronousMachine | coolantCondition
SynchronousMachine | SynchronousMachine | coolantType | SynchronousMachine | SynchronousMachine | coolantType
SynchronousMachine | SynchronousMachine | manualToAVR | SynchronousMachine | SynchronousMachine | manualToAVR
SynchronousMachine | SynchronousMachine | maximumKV | SynchronousMachine | SynchronousMachine | maxU
SynchronousMachine | SynchronousMachine | maximumMVAr | SynchronousMachine | SynchronousMachine | maxQ
SynchronousMachine | SynchronousMachine | minimumKV | SynchronousMachine | SynchronousMachine | minU
SynchronousMachine | SynchronousMachine | minimumMVAr | SynchronousMachine | SynchronousMachine | minQ
SynchronousMachine | SynchronousMachine | operatingMode | SynchronousMachine | SynchronousMachine | operatingMode
SynchronousMachine | SynchronousMachine | r | SynchronousMachine | SynchronousMachine | r
SynchronousMachine | SynchronousMachine | r0 | SynchronousMachine | SynchronousMachine | r0
SynchronousMachine | SynchronousMachine | referencePriority |  |  | **REMOVED**
SynchronousMachine | SynchronousMachine | type | SynchronousMachine | SynchronousMachine | type
SynchronousMachine | SynchronousMachine | varManual | SynchronousMachine | SynchronousMachine | varManual
SynchronousMachine | SynchronousMachine | x | SynchronousMachine | SynchronousMachine | x
SynchronousMachine | SynchronousMachine | x0 | SynchronousMachine | SynchronousMachine | x0
SynchronousMachine | SynchronousMachine | xSubtrans | SynchronousMachine | SynchronousMachine | xSubTrans
SynchronousMachine | SynchronousMachine | xTrans | SynchronousMachine | SynchronousMachine | xTrans
SynchronousMachine | ConductingEquipment | phases |  |  | **REMOVED**
SynchronousMachine | RotatingMachine | ratedS |  |  | **REMOVED**
SynchronousMachine | SynchronousMachine | Reduce |  |  | **REMOVED**
SynchronousMachine | RotatingMachine | saturationFactor | SynchronousMachineTimeConstantReactance | RotatingMachineDynamics | saturationFactor | Attribute moved from SynchronousMachine to SynchronousMachineTimeConstantReactance
SynchronousMachine | RotatingMachine | saturationFactor120 | SynchronousMachineTimeConstantReactance | RotatingMachineDynamics | saturationFactor120 | Attribute moved from SynchronousMachine to SynchronousMachineTimeConstantReactance
SynchronousMachine | SynchronousMachine | inertia | SynchronousMachineTimeConstantReactance | RotatingMachineDynamics | inertia | Attribute moved from SynchronousMachine to SynchronousMachineTimeConstantReactance
SynchronousMachine | SynchronousMachine | xDirectSubtrans | SynchronousMachineTimeConstantReactance | SynchronousMachineTimeConst | xDirectSubtrans | Attribute moved from SynchronousMachine to SynchronousMachineTimeConstantReactance
SynchronousMachine | SynchronousMachine | xDirectSync | SynchronousMachineTimeConstantReactance | SynchronousMachineTimeConst | xDirectSync | Attribute moved from SynchronousMachine to SynchronousMachineTimeConstantReactance
SynchronousMachine | SynchronousMachine | xDirectTrans | SynchronousMachineTimeConstantReactance | SynchronousMachineTimeConst | xDirectTrans | Attribute moved from SynchronousMachine to SynchronousMachineTimeConstantReactance
SynchronousMachine | SynchronousMachine | xQuadSubtrans | SynchronousMachineTimeConstantReactance | SynchronousMachineTimeConst | xQuadSubtrans | Attribute moved from SynchronousMachine to SynchronousMachineTimeConstantReactance
SynchronousMachine | SynchronousMachine | xQuadSync | SynchronousMachineTimeConstantReactance | SynchronousMachineTimeConst | xQuadSync | Attribute moved from SynchronousMachine to SynchronousMachineTimeConstantReactance
SynchronousMachine | SynchronousMachine | xQuadTrans | SynchronousMachineTimeConstantReactance | SynchronousMachineTimeConst | xQuadTrans | Attribute moved from SynchronousMachine to SynchronousMachineTimeConstantReactance
sysGeneralCategory | sysTreeCategory | Description | sysGeneralCategory | sysTreeCategory | Description
sysGeneralCategory | RootType | name | sysGeneralCategory | RootType | name
sysOrphan | RootType | name | sysOrphan | RootType | name
sysOrphans | sysTreeCategory | Description | sysOrphans | sysTreeCategory | Description
sysOrphans | RootType | name | sysOrphans | RootType | name
sysRdfContainer | sysRdfContainer | TypeName | sysRdfContainer | sysRdfContainer | TypeName
sysRdfContainer | RootType | name | sysRdfContainer | RootType | name
sysRdfContainers | sysTreeCategory | Description | sysRdfContainers | sysTreeCategory | Description
sysRdfContainers | RootType | name | sysRdfContainers | RootType | name
TapChanger | IdentifiedObject | name | PhaseTapChangerLinear | IdentifiedObject | name | TapChanger becomes PhaseTapChangerLinear if TapChanger.tculControlMode = TransformerControlMode.MW. Otherwise it becomes RatioTapChanger
TapChanger | IdentifiedObject | description | PhaseTapChangerLinear | IdentifiedObject | description | TapChanger becomes PhaseTapChangerLinear if TapChanger.tculControlMode = TransformerControlMode.MW. Otherwise it becomes RatioTapChanger
TapChanger | IdentifiedObject | aliasName | PhaseTapChangerLinear | IdentifiedObject | aliasName | TapChanger becomes PhaseTapChangerLinear if TapChanger.tculControlMode = TransformerControlMode.MW. Otherwise it becomes RatioTapChanger
TapChanger | IdentifiedObject | localName | PhaseTapChangerLinear | IdentifiedObject | localName | TapChanger becomes PhaseTapChangerLinear if TapChanger.tculControlMode = TransformerControlMode.MW. Otherwise it becomes RatioTapChanger
TapChanger | IdentifiedObject | mRID | PhaseTapChangerLinear | IdentifiedObject | mRID | TapChanger becomes PhaseTapChangerLinear if TapChanger.tculControlMode = TransformerControlMode.MW. Otherwise it becomes RatioTapChanger
TapChanger | IdentifiedObject | pathName | PhaseTapChangerLinear | IdentifiedObject | pathName | TapChanger becomes PhaseTapChangerLinear if TapChanger.tculControlMode = TransformerControlMode.MW. Otherwise it becomes RatioTapChanger
TapChanger | PowerSystemResource | teid | PhaseTapChangerLinear | PowerSystemResource | teid | TapChanger becomes PhaseTapChangerLinear if TapChanger.tculControlMode = TransformerControlMode.MW. Otherwise it becomes RatioTapChanger
TapChanger | PowerSystemResource | contingencyComponent | PhaseTapChangerLinear | PowerSystemResource | contingencyComponent | TapChanger becomes PhaseTapChangerLinear if TapChanger.tculControlMode = TransformerControlMode.MW. Otherwise it becomes RatioTapChanger
TapChanger | TapChanger | initialDelay | PhaseTapChangerLinear | TapChanger | initialDelay | TapChanger becomes PhaseTapChangerLinear if TapChanger.tculControlMode = TransformerControlMode.MW. Otherwise it becomes RatioTapChanger
TapChanger | TapChanger | subsequentDelay | PhaseTapChangerLinear | TapChanger | subsequentDelay | TapChanger becomes PhaseTapChangerLinear if TapChanger.tculControlMode = TransformerControlMode.MW. Otherwise it becomes RatioTapChanger
TapChanger | TapChanger | avrEnabled | PhaseTapChangerLinear | TapChanger | avrEnabled | TapChanger becomes PhaseTapChangerLinear if TapChanger.tculControlMode = TransformerControlMode.MW. Otherwise it becomes RatioTapChanger
TapChanger | TapChanger | awrEnabled | PhaseTapChangerLinear | TapChanger | awrEnabled | TapChanger becomes PhaseTapChangerLinear if TapChanger.tculControlMode = TransformerControlMode.MW. Otherwise it becomes RatioTapChanger
TapChanger | TapChanger | flowSensitivity | PhaseTapChangerLinear | TapChanger | flowSensitivity | TapChanger becomes PhaseTapChangerLinear if TapChanger.tculControlMode = TransformerControlMode.MW. Otherwise it becomes RatioTapChanger
TapChanger | TapChanger | highStep | PhaseTapChangerLinear | TapChanger | highStep | TapChanger becomes PhaseTapChangerLinear if TapChanger.tculControlMode = TransformerControlMode.MW. Otherwise it becomes RatioTapChanger
TapChanger | TapChanger | lowStep | PhaseTapChangerLinear | TapChanger | lowStep | TapChanger becomes PhaseTapChangerLinear if TapChanger.tculControlMode = TransformerControlMode.MW. Otherwise it becomes RatioTapChanger
TapChanger | TapChanger | maximumkV | PhaseTapChangerLinear | TapChanger | maximumkV | TapChanger becomes PhaseTapChangerLinear if TapChanger.tculControlMode = TransformerControlMode.MW. Otherwise it becomes RatioTapChanger
TapChanger | TapChanger | minimumkV | PhaseTapChangerLinear | TapChanger | minimumkV | TapChanger becomes PhaseTapChangerLinear if TapChanger.tculControlMode = TransformerControlMode.MW. Otherwise it becomes RatioTapChanger
TapChanger | TapChanger | neutralAngle | PhaseTapChangerLinear | TapChanger | neutralAngle | TapChanger becomes PhaseTapChangerLinear if TapChanger.tculControlMode = TransformerControlMode.MW. Otherwise it becomes RatioTapChanger
TapChanger | TapChanger | neutralKV | PhaseTapChangerLinear | TapChanger | neutralU | TapChanger becomes PhaseTapChangerLinear if TapChanger.tculControlMode = TransformerControlMode.MW. Otherwise it becomes RatioTapChanger
TapChanger | TapChanger | neutralStep | PhaseTapChangerLinear | TapChanger | neutralStep | TapChanger becomes PhaseTapChangerLinear if TapChanger.tculControlMode = TransformerControlMode.MW. Otherwise it becomes RatioTapChanger
TapChanger | TapChanger | normalStep | PhaseTapChangerLinear | TapChanger | normalStep | TapChanger becomes PhaseTapChangerLinear if TapChanger.tculControlMode = TransformerControlMode.MW. Otherwise it becomes RatioTapChanger
TapChanger | TapChanger | stepPhaseShiftIncrement | PhaseTapChangerLinear | PhaseTapChangerLinear | stepPhaseShiftIncrement | TapChanger becomes PhaseTapChangerLinear if TapChanger.tculControlMode = TransformerControlMode.MW. Otherwise it becomes RatioTapChanger
TapChanger | IdentifiedObject | name | RatioTapChanger | IdentifiedObject | name | TapChanger becomes PhaseTapChangerLinear if TapChanger.tculControlMode = TransformerControlMode.MW. Otherwise it becomes RatioTapChanger
TapChanger | IdentifiedObject | description | RatioTapChanger | IdentifiedObject | description | TapChanger becomes PhaseTapChangerLinear if TapChanger.tculControlMode = TransformerControlMode.MW. Otherwise it becomes RatioTapChanger
TapChanger | IdentifiedObject | aliasName | RatioTapChanger | IdentifiedObject | aliasName | TapChanger becomes PhaseTapChangerLinear if TapChanger.tculControlMode = TransformerControlMode.MW. Otherwise it becomes RatioTapChanger
TapChanger | IdentifiedObject | localName | RatioTapChanger | IdentifiedObject | localName | TapChanger becomes PhaseTapChangerLinear if TapChanger.tculControlMode = TransformerControlMode.MW. Otherwise it becomes RatioTapChanger
TapChanger | IdentifiedObject | mRID | RatioTapChanger | IdentifiedObject | mRID | TapChanger becomes PhaseTapChangerLinear if TapChanger.tculControlMode = TransformerControlMode.MW. Otherwise it becomes RatioTapChanger
TapChanger | IdentifiedObject | pathName | RatioTapChanger | IdentifiedObject | pathName | TapChanger becomes PhaseTapChangerLinear if TapChanger.tculControlMode = TransformerControlMode.MW. Otherwise it becomes RatioTapChanger
TapChanger | PowerSystemResource | teid | RatioTapChanger | PowerSystemResource | teid | TapChanger becomes PhaseTapChangerLinear if TapChanger.tculControlMode = TransformerControlMode.MW. Otherwise it becomes RatioTapChanger
TapChanger | PowerSystemResource | contingencyComponent | RatioTapChanger | PowerSystemResource | contingencyComponent | TapChanger becomes PhaseTapChangerLinear if TapChanger.tculControlMode = TransformerControlMode.MW. Otherwise it becomes RatioTapChanger
TapChanger | TapChanger | initialDelay | RatioTapChanger | TapChanger | initialDelay | TapChanger becomes PhaseTapChangerLinear if TapChanger.tculControlMode = TransformerControlMode.MW. Otherwise it becomes RatioTapChanger
TapChanger | TapChanger | subsequentDelay | RatioTapChanger | TapChanger | subsequentDelay | TapChanger becomes PhaseTapChangerLinear if TapChanger.tculControlMode = TransformerControlMode.MW. Otherwise it becomes RatioTapChanger
TapChanger | TapChanger | tculControlMode | RatioTapChanger | RatioTapChanger | tculControlMode | TapChanger becomes PhaseTapChangerLinear if TapChanger.tculControlMode = TransformerControlMode.MW. Otherwise it becomes RatioTapChanger
TapChanger | TapChanger | avrEnabled | RatioTapChanger | TapChanger | avrEnabled | TapChanger becomes PhaseTapChangerLinear if TapChanger.tculControlMode = TransformerControlMode.MW. Otherwise it becomes RatioTapChanger
TapChanger | TapChanger | awrEnabled | RatioTapChanger | TapChanger | awrEnabled | TapChanger becomes PhaseTapChangerLinear if TapChanger.tculControlMode = TransformerControlMode.MW. Otherwise it becomes RatioTapChanger
TapChanger | TapChanger | flowSensitivity | RatioTapChanger | TapChanger | flowSensitivity | TapChanger becomes PhaseTapChangerLinear if TapChanger.tculControlMode = TransformerControlMode.MW. Otherwise it becomes RatioTapChanger
TapChanger | TapChanger | highStep | RatioTapChanger | TapChanger | highStep | TapChanger becomes PhaseTapChangerLinear if TapChanger.tculControlMode = TransformerControlMode.MW. Otherwise it becomes RatioTapChanger
TapChanger | TapChanger | lowStep | RatioTapChanger | TapChanger | lowStep | TapChanger becomes PhaseTapChangerLinear if TapChanger.tculControlMode = TransformerControlMode.MW. Otherwise it becomes RatioTapChanger
TapChanger | TapChanger | maximumkV | RatioTapChanger | TapChanger | maximumkV | TapChanger becomes PhaseTapChangerLinear if TapChanger.tculControlMode = TransformerControlMode.MW. Otherwise it becomes RatioTapChanger
TapChanger | TapChanger | minimumkV | RatioTapChanger | TapChanger | minimumkV | TapChanger becomes PhaseTapChangerLinear if TapChanger.tculControlMode = TransformerControlMode.MW. Otherwise it becomes RatioTapChanger
TapChanger | TapChanger | neutralAngle | RatioTapChanger | TapChanger | neutralAngle | TapChanger becomes PhaseTapChangerLinear if TapChanger.tculControlMode = TransformerControlMode.MW. Otherwise it becomes RatioTapChanger
TapChanger | TapChanger | neutralKV | RatioTapChanger | TapChanger | neutralU | TapChanger becomes PhaseTapChangerLinear if TapChanger.tculControlMode = TransformerControlMode.MW. Otherwise it becomes RatioTapChanger
TapChanger | TapChanger | neutralStep | RatioTapChanger | TapChanger | neutralStep | TapChanger becomes PhaseTapChangerLinear if TapChanger.tculControlMode = TransformerControlMode.MW. Otherwise it becomes RatioTapChanger
TapChanger | TapChanger | normalStep | RatioTapChanger | TapChanger | normalStep | TapChanger becomes PhaseTapChangerLinear if TapChanger.tculControlMode = TransformerControlMode.MW. Otherwise it becomes RatioTapChanger
TapChanger | TapChanger | stepVoltageIncrement | RatioTapChanger | RatioTapChanger | stepVoltageIncrement | TapChanger becomes PhaseTapChangerLinear if TapChanger.tculControlMode = TransformerControlMode.MW. Otherwise it becomes RatioTapChanger
TapChanger | TapChanger | tculControlMode | RatioTapChanger | TapChanger | controlEnabled | TapChanger becomes PhaseTapChangerLinear if TapChanger.tculControlMode = TransformerControlMode.MW. Otherwise it becomes RatioTapChanger. ControlEnabled is False if TapChanger.tculControlMode = TransformerControlMode.off
TapChanger | TapChanger | coupledToTransformer |  |  | **REMOVED**
TapChanger | TapChanger | loadBasedRegulationEnabled |  |  | **REMOVED**
TapChanger | TapChanger | parMaxMW |  |  | **REMOVED**
TapChanger | TapChanger | parMinMW |  |  | **REMOVED**
TapChanger | TapChanger | parOptimization |  |  | **REMOVED**
TapChanger | TapChanger | parRampRate |  |  | **REMOVED**
TapChangerAlt | IdentifiedObject | name | TapChangerAlt | IdentifiedObject | name
TapChangerAlt | IdentifiedObject | description | TapChangerAlt | IdentifiedObject | description
TapChangerAlt | IdentifiedObject | aliasName | TapChangerAlt | IdentifiedObject | aliasName
TapChangerAlt | IdentifiedObject | localName | TapChangerAlt | IdentifiedObject | localName
TapChangerAlt | IdentifiedObject | mRID | TapChangerAlt | IdentifiedObject | mRID
TapChangerAlt | IdentifiedObject | pathName | TapChangerAlt | IdentifiedObject | pathName
TapChangerAlt | PowerSystemResource | contingencyComponent | TapChangerAlt | PowerSystemResource | contingencyComponent
TapChangerAlt | PowerSystemResource | teid | TapChangerAlt | PowerSystemResource | teid
TapChangerAlt | TapChanger | initialDelay | TapChangerAlt | TapChanger | initialDelay
TapChangerAlt | TapChanger | subsequentDelay | TapChangerAlt | TapChanger | subsequentDelay
TapChangerAlt | TapChanger | tculControlMode | TapChangerAlt | RatioTapChanger | tculControlMode
TapChangerAlt | TapChanger | avrEnabled | TapChangerAlt | TapChanger | avrEnabled
TapChangerAlt | TapChanger | awrEnabled | TapChangerAlt | TapChanger | awrEnabled
TapChangerAlt | TapChanger | flowSensitivity | TapChangerAlt | TapChanger | flowSensitivity
TapChangerAlt | TapChanger | highStep | TapChangerAlt | TapChanger | highStep
TapChangerAlt | TapChanger | lowStep | TapChangerAlt | TapChanger | lowStep
TapChangerAlt | TapChanger | maximumkV | TapChangerAlt | TapChanger | maximumkV
TapChangerAlt | TapChanger | minimumkV | TapChangerAlt | TapChanger | minimumkV
TapChangerAlt | TapChanger | neutralAngle | TapChangerAlt | TapChanger | neutralAngle
TapChangerAlt | TapChanger | neutralKV | TapChangerAlt | TapChanger | neutralU
TapChangerAlt | TapChanger | neutralStep | TapChangerAlt | TapChanger | neutralStep
TapChangerAlt | TapChanger | normalStep | TapChangerAlt | TapChanger | normalStep
TapChangerAlt | TapChanger | stepVoltageIncrement | TapChangerAlt | RatioTapChanger | stepVoltageIncrement
TapChangerAlt | TapChanger | tculControlMode | TapChangerAlt | TapChanger | controlEnabled | ControlEnabled is False if TapChanger.tculControlMode = TransformerControlMode.off
TapChangerAlt | TapChanger | coupledToTransformer |  |  | **REMOVED**
TapChangerAlt | TapChanger | loadBasedRegulationEnabled |  |  | **REMOVED**
TapChangerAlt | TapChanger | parMaxMW |  |  | **REMOVED**
TapChangerAlt | TapChanger | parMinMW |  |  | **REMOVED**
TapChangerAlt | TapChanger | parOptimization |  |  | **REMOVED**
TapChangerAlt | TapChanger | parRampRate |  |  | **REMOVED**
TapChangerAlt | TapChanger | stepPhaseShiftIncrement |  |  | **REMOVED**
Terminal | IdentifiedObject | aliasName | Terminal | IdentifiedObject | aliasName
Terminal | IdentifiedObject | description | Terminal | IdentifiedObject | description
Terminal | IdentifiedObject | localName | Terminal | IdentifiedObject | localName
Terminal | Terminal | monitoredEnd | Terminal | Terminal | monitoredEnd
Terminal | IdentifiedObject | mRID | Terminal | IdentifiedObject | mRID
Terminal | Terminal | near | Terminal | Terminal | near
Terminal | IdentifiedObject | pathName | Terminal | IdentifiedObject | pathName
Terminal | Terminal | POI | Terminal | Terminal | POI
Terminal | Terminal | PSSEBusName | Terminal | Terminal | PSSEBusName
Terminal | Terminal | PSSEBusNumber | Terminal | Terminal | PSSEBusNumber
Terminal | IdentifiedObject | name | Terminal | IdentifiedObject | name
TextDiagramObject | IdentifiedObject | name | TextDiagramObject | IdentifiedObject | name
TextDiagramObject | IdentifiedObject | description | TextDiagramObject | IdentifiedObject | description
TextDiagramObject | IdentifiedObject | aliasName | TextDiagramObject | IdentifiedObject | aliasName
TextDiagramObject | IdentifiedObject | localName | TextDiagramObject | IdentifiedObject | localName
TextDiagramObject | IdentifiedObject | mRID | TextDiagramObject | IdentifiedObject | mRID
TextDiagramObject | IdentifiedObject | pathName | TextDiagramObject | IdentifiedObject | pathName
TextDiagramObject | DiagramObject | diagramOrientation | TextDiagramObject | DiagramObject | diagramOrientation
TextDiagramObject | DiagramObject | isPolygon | TextDiagramObject | DiagramObject | isPolygon
TextDiagramObject | DiagramObject | offsetX | TextDiagramObject | DiagramObject | offsetX
TextDiagramObject | DiagramObject | offsetY | TextDiagramObject | DiagramObject | offsetY
TextDiagramObject | DiagramObject | overrideHeight | TextDiagramObject | DiagramObject | overrideHeight
TextDiagramObject | DiagramObject | overrideWidth | TextDiagramObject | DiagramObject | overrideWidth
TextDiagramObject | DiagramObject | rotation | TextDiagramObject | DiagramObject | rotation
TextDiagramObject | DiagramObject | sequenceNumber | TextDiagramObject | DiagramObject | drawingOrder
TextDiagramObject | DiagramObject | TempLink | TextDiagramObject | DiagramObject | TempLink
TextDiagramObject | TextDiagramObject | text | TextDiagramObject | TextDiagramObject | text
TextDiagramObject | TextDiagramObject | textFont | TextDiagramObject | TextDiagramObject | textFont
TextDiagramObject | TextDiagramObject | textSize | TextDiagramObject | TextDiagramObject | textSize
TextDiagramObject | TextDiagramObject | textStyle | TextDiagramObject | TextDiagramObject | textStyle
TextDiagramObject | DiagramObject | drawingOrder |  |  | **REMOVED**
ThermalGeneratingUnit | IdentifiedObject | name | ThermalGeneratingUnit | IdentifiedObject | name
ThermalGeneratingUnit | IdentifiedObject | description | ThermalGeneratingUnit | IdentifiedObject | description
ThermalGeneratingUnit | IdentifiedObject | aliasName | ThermalGeneratingUnit | IdentifiedObject | aliasName
ThermalGeneratingUnit | IdentifiedObject | localName | ThermalGeneratingUnit | IdentifiedObject | localName
ThermalGeneratingUnit | IdentifiedObject | mRID | ThermalGeneratingUnit | IdentifiedObject | mRID
ThermalGeneratingUnit | IdentifiedObject | pathName | ThermalGeneratingUnit | IdentifiedObject | pathName
ThermalGeneratingUnit | PowerSystemResource | teid | ThermalGeneratingUnit | PowerSystemResource | teid
ThermalGeneratingUnit | PowerSystemResource | contingencyComponent | ThermalGeneratingUnit | PowerSystemResource | contingencyComponent
ThermalGeneratingUnit | Equipment | DAM_Monitored | ThermalGeneratingUnit | Equipment | DAM_Monitored
ThermalGeneratingUnit | Equipment | DAM_Secured | ThermalGeneratingUnit | Equipment | DAM_Secured
ThermalGeneratingUnit | Equipment | OUSPriority | ThermalGeneratingUnit | Equipment | OUSPriority
ThermalGeneratingUnit | Equipment | RUC_Monitored | ThermalGeneratingUnit | Equipment | RUC_Monitored
ThermalGeneratingUnit | Equipment | RUC_Secured | ThermalGeneratingUnit | Equipment | RUC_Secured
ThermalGeneratingUnit | Equipment | psseid | ThermalGeneratingUnit | Resources | PSSEID
ThermalGeneratingUnit | GeneratingUnit | controlPulseHigh | ThermalGeneratingUnit | GeneratingUnit | ControlPulseHigh
ThermalGeneratingUnit | GeneratingUnit | controlPulseLow | ThermalGeneratingUnit | GeneratingUnit | ControlPulseLow
ThermalGeneratingUnit | GeneratingUnit | efficiency | ThermalGeneratingUnit | GeneratingUnit | Efficiency
ThermalGeneratingUnit | GeneratingUnit | governorMPL | ThermalGeneratingUnit | GeneratingUnit | GovernorMPL
ThermalGeneratingUnit | GeneratingUnit | governorSCD | ThermalGeneratingUnit | GeneratingUnit | GovernorSCD
ThermalGeneratingUnit | GeneratingUnit | maximumEconomicMW | ThermalGeneratingUnit | GeneratingUnit | maxEconomicP
ThermalGeneratingUnit | GeneratingUnit | maximumOperatingMW | ThermalGeneratingUnit | GeneratingUnit | maxOperatingP
ThermalGeneratingUnit | GeneratingUnit | minimumEconomicMW | ThermalGeneratingUnit | GeneratingUnit | minEconomicP
ThermalGeneratingUnit | GeneratingUnit | minimumOperatingMW | ThermalGeneratingUnit | GeneratingUnit | minOperatingP
ThermalGeneratingUnit | GeneratingUnit | genOperatingMode | ThermalGeneratingUnit | GeneratingUnit | genOperatingMode
ThermalGeneratingUnit | GeneratingUnit | penaltyFactor | ThermalGeneratingUnit | GeneratingUnit | PenaltyFactor
ThermalGeneratingUnit | GeneratingUnit | PrimaryFuelType | ThermalGeneratingUnit | GeneratingUnit | PrimaryFuelType
ThermalGeneratingUnit | GeneratingUnit | SecondaryFuelType | ThermalGeneratingUnit | GeneratingUnit | SecondaryFuelType
ThermalGeneratingUnit | GeneratingUnit | stepChange | ThermalGeneratingUnit | GeneratingUnit | StepChange
ThermalGeneratingUnit | GeneratingUnit | allocSpinResMW | ThermalGeneratingUnit | GeneratingUnit | allocSpinResP
ThermalGeneratingUnit | GeneratingUnit | autoCntrlMarginMW | ThermalGeneratingUnit | GeneratingUnit | autoCntrlMarginP
ThermalGeneratingUnit | GeneratingUnit | baseMW | ThermalGeneratingUnit | GeneratingUnit | baseP
ThermalGeneratingUnit | GeneratingUnit | blackStart | ThermalGeneratingUnit | GeneratingUnit | blackStart
ThermalGeneratingUnit | GeneratingUnit | blockLoadTransfer | ThermalGeneratingUnit | GeneratingUnit | blockLoadTransfer
ThermalGeneratingUnit | GeneratingUnit | coldStartTime | ThermalGeneratingUnit | GeneratingUnit | coldStartTime
ThermalGeneratingUnit | GeneratingUnit | commercialOperationsDate | ThermalGeneratingUnit | GeneratingUnit | commercialOperationsDate
ThermalGeneratingUnit | GeneratingUnit | controlDeadband | ThermalGeneratingUnit | GeneratingUnit | controlDeadband
ThermalGeneratingUnit | GeneratingUnit | controlResponseRate | ThermalGeneratingUnit | GeneratingUnit | controlResponseRate
ThermalGeneratingUnit | GeneratingUnit | dispReserveFlag | ThermalGeneratingUnit | GeneratingUnit | dispReserveFlag
ThermalGeneratingUnit | GeneratingUnit | energyMinMW | ThermalGeneratingUnit | GeneratingUnit | energyMinMW
ThermalGeneratingUnit | GeneratingUnit | fastStartFlag | ThermalGeneratingUnit | GeneratingUnit | fastStartFlag
ThermalGeneratingUnit | GeneratingUnit | freqBias | ThermalGeneratingUnit | GeneratingUnit | freqBias
ThermalGeneratingUnit | GeneratingUnit | freqDevDeadband | ThermalGeneratingUnit | GeneratingUnit | freqDevDeadband
ThermalGeneratingUnit | GeneratingUnit | frequencyDeadBandHz | ThermalGeneratingUnit | GeneratingUnit | frequencyDeadBandHz
ThermalGeneratingUnit | GeneratingUnit | fuelPriority | ThermalGeneratingUnit | GeneratingUnit | fuelPriority
ThermalGeneratingUnit | GeneratingUnit | genControlMode | ThermalGeneratingUnit | GeneratingUnit | genControlMode
ThermalGeneratingUnit | GeneratingUnit | genControlSource | ThermalGeneratingUnit | GeneratingUnit | genControlSource
ThermalGeneratingUnit | GeneratingUnit | highControlLimit | ThermalGeneratingUnit | GeneratingUnit | highControlLimit
ThermalGeneratingUnit | GeneratingUnit | highReasonabilityLimit | ThermalGeneratingUnit | GeneratingUnit | highReasonabilityLimit
ThermalGeneratingUnit | GeneratingUnit | highReasonabilityRampRateLimit | ThermalGeneratingUnit | GeneratingUnit | highReasonabilityRampRateLimit
ThermalGeneratingUnit | GeneratingUnit | hotStartTime | ThermalGeneratingUnit | GeneratingUnit | hotStartTime
ThermalGeneratingUnit | GeneratingUnit | hotintTime | ThermalGeneratingUnit | GeneratingUnit | hotintTime
ThermalGeneratingUnit | GeneratingUnit | initialMW | ThermalGeneratingUnit | GeneratingUnit | initialP
ThermalGeneratingUnit | GeneratingUnit | intColdTime | ThermalGeneratingUnit | GeneratingUnit | intColdTime
ThermalGeneratingUnit | GeneratingUnit | intStartTime | ThermalGeneratingUnit | GeneratingUnit | intStartTime
ThermalGeneratingUnit | GeneratingUnit | longPF | ThermalGeneratingUnit | GeneratingUnit | longPF
ThermalGeneratingUnit | GeneratingUnit | lowControlLimit | ThermalGeneratingUnit | GeneratingUnit | lowControlLimit
ThermalGeneratingUnit | GeneratingUnit | lowReasonabilityLimit | ThermalGeneratingUnit | GeneratingUnit | lowReasonabilityLimit
ThermalGeneratingUnit | GeneratingUnit | lowReasonabilityRampRateLimit | ThermalGeneratingUnit | GeneratingUnit | lowReasonabilityRampRateLimit
ThermalGeneratingUnit | GeneratingUnit | lowerRampRate | ThermalGeneratingUnit | GeneratingUnit | lowerRampRate
ThermalGeneratingUnit | GeneratingUnit | maximumAllowableSpinngReserve | ThermalGeneratingUnit | GeneratingUnit | maximumAllowableSpinningReserve
ThermalGeneratingUnit | GeneratingUnit | maxCapacityLimit | ThermalGeneratingUnit | GeneratingUnit | maxCapacityLimit
ThermalGeneratingUnit | GeneratingUnit | maxDailyStarts | ThermalGeneratingUnit | GeneratingUnit | maxDailyStarts
ThermalGeneratingUnit | GeneratingUnit | maxDownRampRate | ThermalGeneratingUnit | GeneratingUnit | maxDownRampRate
ThermalGeneratingUnit | GeneratingUnit | maxONTime | ThermalGeneratingUnit | GeneratingUnit | maxONTime
ThermalGeneratingUnit | GeneratingUnit | maxResponseReserveLimit | ThermalGeneratingUnit | GeneratingUnit | maxResponseReserveLimit
ThermalGeneratingUnit | GeneratingUnit | maxSpinReserveContribution | ThermalGeneratingUnit | GeneratingUnit | maxSpinReserveContribution
ThermalGeneratingUnit | GeneratingUnit | maxUpRampRate | ThermalGeneratingUnit | GeneratingUnit | maxUpRampRate
ThermalGeneratingUnit | GeneratingUnit | maxWeeklyEnergy | ThermalGeneratingUnit | GeneratingUnit | maxWeeklyEnergy
ThermalGeneratingUnit | GeneratingUnit | maxWeeklyStarts | ThermalGeneratingUnit | GeneratingUnit | maxWeeklyStarts
ThermalGeneratingUnit | GeneratingUnit | maximumCurrentCapacity | ThermalGeneratingUnit | GeneratingUnit | maximumCurrentCapacity
ThermalGeneratingUnit | GeneratingUnit | maximumCurrentCapacityRef | ThermalGeneratingUnit | GeneratingUnit | maximumCurrentCapacityRef
ThermalGeneratingUnit | GeneratingUnit | maximumEconomicMWRef | ThermalGeneratingUnit | GeneratingUnit | maximumEconomicMWRef
ThermalGeneratingUnit | GeneratingUnit | minCapacityLimit | ThermalGeneratingUnit | GeneratingUnit | minCapacityLimit
ThermalGeneratingUnit | GeneratingUnit | minOFFTime | ThermalGeneratingUnit | GeneratingUnit | minOFFTime
ThermalGeneratingUnit | GeneratingUnit | minONTime | ThermalGeneratingUnit | GeneratingUnit | minONTime
ThermalGeneratingUnit | GeneratingUnit | minResponseReserveLimit | ThermalGeneratingUnit | GeneratingUnit | minResponseReserveLimit
ThermalGeneratingUnit | GeneratingUnit | minimumOffTime | ThermalGeneratingUnit | GeneratingUnit | minimumOffTime
ThermalGeneratingUnit | GeneratingUnit | modelDetail | ThermalGeneratingUnit | GeneratingUnit | modelDetail
ThermalGeneratingUnit | GeneratingUnit | normalPF | ThermalGeneratingUnit | GeneratingUnit | normalPF
ThermalGeneratingUnit | GeneratingUnit | onlineThresholdDeadbandPercent | ThermalGeneratingUnit | GeneratingUnit | onlineThresholdDeadbandPercent
ThermalGeneratingUnit | GeneratingUnit | qualificationStatus | ThermalGeneratingUnit | GeneratingUnit | qualificationStatus
ThermalGeneratingUnit | GeneratingUnit | raiseRampRate | ThermalGeneratingUnit | GeneratingUnit | raiseRampRate
ThermalGeneratingUnit | GeneratingUnit | ratedGrossMaxMW | ThermalGeneratingUnit | GeneratingUnit | ratedGrossMaxP
ThermalGeneratingUnit | GeneratingUnit | ratedGrossMinMW | ThermalGeneratingUnit | GeneratingUnit | ratedGrossMinP
ThermalGeneratingUnit | GeneratingUnit | ratedNetMaxMW | ThermalGeneratingUnit | GeneratingUnit | ratedNetMaxP
ThermalGeneratingUnit | GeneratingUnit | reliabilityMustRun | ThermalGeneratingUnit | GeneratingUnit | reliabilityMustRun
ThermalGeneratingUnit | GeneratingUnit | reserveDiscountFactor | ThermalGeneratingUnit | GeneratingUnit | reserveDiscountFactor
ThermalGeneratingUnit | GeneratingUnit | seasonalMaxSustainableRating | ThermalGeneratingUnit | GeneratingUnit | seasonalMaxSustainableRating
ThermalGeneratingUnit | GeneratingUnit | seasonalMinEmergencyRating | ThermalGeneratingUnit | GeneratingUnit | seasonalMinEmergencyRating
ThermalGeneratingUnit | GeneratingUnit | seasonalMinSustainableRating | ThermalGeneratingUnit | GeneratingUnit | seasonalMinSustainableRating
ThermalGeneratingUnit | GeneratingUnit | shortPF | ThermalGeneratingUnit | GeneratingUnit | shortPF
ThermalGeneratingUnit | GeneratingUnit | spinReserveRamp |  |  | **REMOVED**
ThermalGeneratingUnit | GeneratingUnit | spinningReserveMax | ThermalGeneratingUnit | GeneratingUnit | spinningReserveMax
ThermalGeneratingUnit | GeneratingUnit | startupTime | ThermalGeneratingUnit | GeneratingUnit | startupTime
ThermalGeneratingUnit | GeneratingUnit | synCondenserCapable | ThermalGeneratingUnit | GeneratingUnit | synCondenserCapable
ThermalGeneratingUnit | GeneratingUnit | tieLinePF | ThermalGeneratingUnit | GeneratingUnit | tieLinePF
ThermalGeneratingUnit | GeneratingUnit | wfrmcr | ThermalGeneratingUnit | GeneratingUnit | wfrmcr
ThermalGeneratingUnit | GeneratingUnit | hasAMechanicalGovernor | ThermalGeneratingUnit | GeneratingUnit | hasAMechanicalGovernor
ThermalGeneratingUnit | GeneratingUnit | hasPFRExemption | ThermalGeneratingUnit | GeneratingUnit | hasPFRExemption
ThermalGeneratingUnit | GeneratingUnit | resourceCategoryE | ThermalGeneratingUnit | GeneratingUnit | resourceCategoryE
ThermalGeneratingUnit | GeneratingUnit | hasPSSExemption | ThermalGeneratingUnit | GeneratingUnit | hasPSSExemption
ThermalGeneratingUnit | GeneratingUnit | DeadbandForEvaluation | ThermalGeneratingUnit | GeneratingUnit | DeadbandForEvaluation
ThermalGeneratingUnit | GeneratingUnit | MWDeadbandForEvaluation | ThermalGeneratingUnit | GeneratingUnit | MWDeadbandForEvaluation
ThermalGeneratingUnit | GeneratingUnit | PFRExemption | ThermalGeneratingUnit | GeneratingUnit | PFRExemption
ThermalGeneratingUnit | GeneratingUnit | switchable | ThermalGeneratingUnit | GeneratingUnit | switchable
ThermalGeneratingUnit | GeneratingUnit | Dispatchable | ThermalGeneratingUnit | GeneratingUnit | Dispatchable
ThermalGeneratingUnit | GeneratingUnit | ScaleDownOnly | ThermalGeneratingUnit | GeneratingUnit | ScaleDownOnly
ThermalGeneratingUnit | GeneratingUnit | NFRC | ThermalGeneratingUnit | GeneratingUnit | NFRC
ThermalGeneratingUnit | GeneratingUnit | maxDesignTemp | ThermalGeneratingUnit | GeneratingUnit | maxDesignTemp
ThermalGeneratingUnit | GeneratingUnit | maxEngTemp | ThermalGeneratingUnit | GeneratingUnit | maxEngTemp
ThermalGeneratingUnit | GeneratingUnit | maxHistTemp | ThermalGeneratingUnit | GeneratingUnit | maxHistTemp
ThermalGeneratingUnit | GeneratingUnit | minDesignTemp | ThermalGeneratingUnit | GeneratingUnit | minDesignTemp
ThermalGeneratingUnit | GeneratingUnit | minEngTemp | ThermalGeneratingUnit | GeneratingUnit | minEngTemp
ThermalGeneratingUnit | GeneratingUnit | minHistTemp | ThermalGeneratingUnit | GeneratingUnit | minHistTemp
ThermalGeneratingUnit | GeneratingUnit | maxDesignTempDerate | ThermalGeneratingUnit | GeneratingUnit | maxDesignTempDerate
ThermalGeneratingUnit | GeneratingUnit | maxEngTempDerate | ThermalGeneratingUnit | GeneratingUnit | maxEngTempDerate
ThermalGeneratingUnit | GeneratingUnit | maxHistTempDerate | ThermalGeneratingUnit | GeneratingUnit | maxHistTempDerate
ThermalGeneratingUnit | GeneratingUnit | minDesignTempDerate | ThermalGeneratingUnit | GeneratingUnit | minDesignTempDerate
ThermalGeneratingUnit | GeneratingUnit | minEngTempDerate | ThermalGeneratingUnit | GeneratingUnit | minEngTempDerate
ThermalGeneratingUnit | GeneratingUnit | minHistTempDerate | ThermalGeneratingUnit | GeneratingUnit | minHistTempDerate
ThermalGeneratingUnit | GeneratingUnit | isBSCapable | ThermalGeneratingUnit | GeneratingUnit | isBSCapable
ThermalGeneratingUnit | GeneratingUnit | isIsocCapable | ThermalGeneratingUnit | GeneratingUnit | isIsocCapable
ThermalGeneratingUnit | ThermalGeneratingUnit | oMCost | ThermalGeneratingUnit | ThermalGeneratingUnit | oMCost
ThermalGeneratingUnit | ThermalGeneratingUnit | boilerColdStartEnergy |  |  | **REMOVED**
ThermalGeneratingUnit | ThermalGeneratingUnit | boilerEfficiency |  |  | **REMOVED**
ThermalGeneratingUnit | ThermalGeneratingUnit | turbineColdStartEnergy |  |  | **REMOVED**
ThrottlePressCurve | IdentifiedObject | name | ThrottlePressCurve | IdentifiedObject | name
ThrottlePressCurve | IdentifiedObject | description | ThrottlePressCurve | IdentifiedObject | description
ThrottlePressCurve | IdentifiedObject | aliasName | ThrottlePressCurve | IdentifiedObject | aliasName
ThrottlePressCurve | IdentifiedObject | localName | ThrottlePressCurve | IdentifiedObject | localName
ThrottlePressCurve | IdentifiedObject | mRID | ThrottlePressCurve | IdentifiedObject | mRID
ThrottlePressCurve | IdentifiedObject | pathName | ThrottlePressCurve | IdentifiedObject | pathName
ThrottlePressCurve | Curve | curveStyle | ThrottlePressCurve | Curve | curveStyle
ThrottlePressCurve | Curve | xUnit | ThrottlePressCurve | Curve | xMultiplier | Unit is changed to enumerated unit and multiplier
ThrottlePressCurve | Curve | xUnit | ThrottlePressCurve | Curve | xUnit | Unit is changed to enumerated unit and multiplier
ThrottlePressCurve | Curve | y1Unit | ThrottlePressCurve | Curve | y1Multiplier | Unit is changed to enumerated unit and multiplier
ThrottlePressCurve | Curve | y1Unit | ThrottlePressCurve | Curve | y1Unit | Unit is changed to enumerated unit and multiplier
ThrottlePressCurve | Curve | y2Unit | ThrottlePressCurve | Curve | y2Multiplier | Unit is changed to enumerated unit and multiplier
ThrottlePressCurve | Curve | y2Unit | ThrottlePressCurve | Curve | y2Unit | Unit is changed to enumerated unit and multiplier
ThrottlePressCurve | ThrottlePressCurve | K | ThrottlePressCurve | ThrottlePressCurve | K
TieCorridor | IdentifiedObject | aliasName | TieCorridor | IdentifiedObject | aliasName
TieCorridor | IdentifiedObject | description | TieCorridor | IdentifiedObject | description
TieCorridor | IdentifiedObject | localName | TieCorridor | IdentifiedObject | localName
TieCorridor | TieCorridor | maxInflowLimit | TieCorridor | TieCorridor | maxInflowLimit
TieCorridor | TieCorridor | maxOutflowLimit | TieCorridor | TieCorridor | maxOutflowLimit
TieCorridor | IdentifiedObject | mRID | TieCorridor | IdentifiedObject | mRID
TieCorridor | IdentifiedObject | pathName | TieCorridor | IdentifiedObject | pathName
TieCorridor | TieCorridor | teid | TieCorridor | TieCorridor | teid
TieCorridor | TieCorridor | tieId | TieCorridor | TieCorridor | tieId
TieCorridor | TieCorridor | tieIsInternal | TieCorridor | TieCorridor | tieIsInternal
TieCorridor | IdentifiedObject | name | TieCorridor | IdentifiedObject | name
TieLine | IdentifiedObject | name | TieFlow | IdentifiedObject | name
TieLine | IdentifiedObject | description | TieFlow | IdentifiedObject | description
TieLine | IdentifiedObject | aliasName | TieFlow | IdentifiedObject | aliasName
TieLine | IdentifiedObject | localName | TieFlow | IdentifiedObject | localName
TieLine | IdentifiedObject | mRID | TieFlow | IdentifiedObject | mRID
TieLine | IdentifiedObject | pathName | TieFlow | IdentifiedObject | pathName
TieLine | TieLine | isATransLine | TieFlow | TieFlow | isATransLine
TieLine | TieLine | measAtNearEnd | TieFlow | TieFlow | measAtNearEnd
TieLine | TieLine | teid | TieFlow | TieFlow | teid
TransformerKluge | IdentifiedObject | aliasName | TransformerKluge | IdentifiedObject | aliasName
TransformerKluge | IdentifiedObject | description | TransformerKluge | IdentifiedObject | description
TransformerKluge | IdentifiedObject | localName | TransformerKluge | IdentifiedObject | localName
TransformerKluge | IdentifiedObject | mRID | TransformerKluge | IdentifiedObject | mRID
TransformerKluge | IdentifiedObject | pathName | TransformerKluge | IdentifiedObject | pathName
TransformerKluge | TransformerKluge | PSSE3WinderID | TransformerKluge | TransformerKluge | PSSE3WinderID
TransformerKluge | TransformerKluge | PSSE3Windername | TransformerKluge | TransformerKluge | PSSE3Windername
TransformerKluge | IdentifiedObject | name | TransformerKluge | IdentifiedObject | name
TransformerWinding | IdentifiedObject | name | PowerTransformerEnd | IdentifiedObject | name
TransformerWinding | IdentifiedObject | description | PowerTransformerEnd | IdentifiedObject | description
TransformerWinding | IdentifiedObject | aliasName | PowerTransformerEnd | IdentifiedObject | aliasName
TransformerWinding | IdentifiedObject | localName | PowerTransformerEnd | IdentifiedObject | localName
TransformerWinding | IdentifiedObject | mRID | PowerTransformerEnd | IdentifiedObject | mRID
TransformerWinding | IdentifiedObject | pathName | PowerTransformerEnd | IdentifiedObject | pathName
TransformerWinding | PowerSystemResource | teid | PowerTransformerEnd | TransformerEnd | teid
TransformerWinding | Equipment | psseid | PowerTransformerEnd | Resources | PSSEID
TransformerWinding | TransformerWinding | b | PowerTransformerEnd | PowerTransformerEnd | b
TransformerWinding | TransformerWinding | connectionType | PowerTransformerEnd | PowerTransformerEnd | connectionKind
TransformerWinding | TransformerWinding | g | PowerTransformerEnd | PowerTransformerEnd | g
TransformerWinding | TransformerWinding | gmagSat | PowerTransformerEnd | PowerTransformerEnd | gmagSat
TransformerWinding | TransformerWinding | grounded | PowerTransformerEnd | TransformerEnd | grounded
TransformerWinding | TransformerWinding | kneeSat | PowerTransformerEnd | PowerTransformerEnd | kneeSat
TransformerWinding | TransformerWinding | r | PowerTransformerEnd | PowerTransformerEnd | r
TransformerWinding | TransformerWinding | r0 | PowerTransformerEnd | PowerTransformerEnd | r0
TransformerWinding | TransformerWinding | ratedKV | PowerTransformerEnd | PowerTransformerEnd | ratedU
TransformerWinding | TransformerWinding | ratedMVA | PowerTransformerEnd | PowerTransformerEnd | ratedS
TransformerWinding | TransformerWinding | rground | PowerTransformerEnd | TransformerEnd | rground
TransformerWinding | TransformerWinding | windingType | PowerTransformerEnd | PowerTransformerEnd | windingType
TransformerWinding | TransformerWinding | x | PowerTransformerEnd | PowerTransformerEnd | x
TransformerWinding | TransformerWinding | x0 | PowerTransformerEnd | PowerTransformerEnd | x0
TransformerWinding | TransformerWinding | xground | PowerTransformerEnd | TransformerEnd | xground
TransformerWinding | PowerSystemResource | contingencyComponent |  |  | **REMOVED**
TransformerWinding | Equipment | DAM_Monitored |  |  | **REMOVED**
TransformerWinding | Equipment | DAM_Secured |  |  | **REMOVED**
TransformerWinding | Equipment | OUSPriority |  |  | **REMOVED**
TransformerWinding | Equipment | RUC_Monitored |  |  | **REMOVED**
TransformerWinding | Equipment | RUC_Secured |  |  | **REMOVED**
TransformerWinding | ConductingEquipment | phases |  |  | **REMOVED**
TransformerWinding | ConductingEquipment | remove |  |  | **REMOVED**
TransformerWinding | ConductingEquipment | removeEnable |  |  | **REMOVED**
TransformerWinding | TransformerWinding | bmagSat |  |  | **REMOVED**
TransformerWinding | TransformerWinding | emergencyMVA |  |  | **REMOVED**
TransformerWinding | TransformerWinding | insulationKV |  |  | **REMOVED**
TransformerWinding | TransformerWinding | shortTermMVA |  |  | **REMOVED**
TransState | IdentifiedObject | name | CombinedCycleTransitionState | RootType | name
TransState | TransState | upTransition | CombinedCycleTransitionState | CombinedCycleTransitionState | upTransition
TransState | IdentifiedObject | description |  |  | **REMOVED**
TransState | IdentifiedObject | aliasName |  |  | **REMOVED**
TransState | IdentifiedObject | localName |  |  | **REMOVED**
TransState | IdentifiedObject | mRID |  |  | **REMOVED**
TransState | IdentifiedObject | pathName |  |  | **REMOVED**
TriggerCondition | IdentifiedObject | aliasName | TriggerCondition | IdentifiedObject | aliasName
TriggerCondition | IdentifiedObject | description | TriggerCondition | IdentifiedObject | description
TriggerCondition | IdentifiedObject | localName | TriggerCondition | IdentifiedObject | localName
TriggerCondition | IdentifiedObject | mRID | TriggerCondition | IdentifiedObject | mRID
TriggerCondition | IdentifiedObject | pathName | TriggerCondition | IdentifiedObject | pathName
TriggerCondition | IdentifiedObject | name | TriggerCondition | IdentifiedObject | name
TriggerCondition | TriggerCondition | hasMeasurement |  |  | **REMOVED**
TriggerCondition | TriggerCondition | useDescrOnDisplay |  |  | **REMOVED**
Unit | IdentifiedObject | name | SCADAUnit | IdentifiedObject | name
Unit | IdentifiedObject | description | SCADAUnit | IdentifiedObject | description
Unit | IdentifiedObject | aliasName | SCADAUnit | IdentifiedObject | aliasName
Unit | IdentifiedObject | localName | SCADAUnit | IdentifiedObject | localName
Unit | IdentifiedObject | mRID | SCADAUnit | IdentifiedObject | mRID
Unit | IdentifiedObject | pathName | SCADAUnit | IdentifiedObject | pathName
VisibilityLayer | IdentifiedObject | aliasName | VisibilityLayer | IdentifiedObject | aliasName
VisibilityLayer | VisibilityLayer | color | VisibilityLayer | VisibilityLayer | color
VisibilityLayer | IdentifiedObject | description | VisibilityLayer | IdentifiedObject | description
VisibilityLayer | VisibilityLayer | drawingOrder | VisibilityLayer | VisibilityLayer | drawingOrder
VisibilityLayer | IdentifiedObject | localName | VisibilityLayer | IdentifiedObject | localName
VisibilityLayer | IdentifiedObject | mRID | VisibilityLayer | IdentifiedObject | mRID
VisibilityLayer | IdentifiedObject | pathName | VisibilityLayer | IdentifiedObject | pathName
VisibilityLayer | IdentifiedObject | name | VisibilityLayer | IdentifiedObject | name
VoltageLevel | IdentifiedObject | aliasName | VoltageLevel | IdentifiedObject | aliasName
VoltageLevel | PowerSystemResource | contingencyComponent | VoltageLevel | PowerSystemResource | contingencyComponent
VoltageLevel | IdentifiedObject | description | VoltageLevel | IdentifiedObject | description
VoltageLevel | VoltageLevel | highVoltageLimit | VoltageLevel | VoltageLevel | highVoltageLimit
VoltageLevel | IdentifiedObject | localName | VoltageLevel | IdentifiedObject | localName
VoltageLevel | VoltageLevel | lowVoltageLimit | VoltageLevel | VoltageLevel | lowVoltageLimit
VoltageLevel | IdentifiedObject | mRID | VoltageLevel | IdentifiedObject | mRID
VoltageLevel | IdentifiedObject | pathName | VoltageLevel | IdentifiedObject | pathName
VoltageLevel | PowerSystemResource | teid | VoltageLevel | PowerSystemResource | teid
VoltageLevel | IdentifiedObject | name | VoltageLevel | IdentifiedObject | name
VoltageLimit | IdentifiedObject | aliasName | VoltageLimit | IdentifiedObject | aliasName
VoltageLimit | IdentifiedObject | description | VoltageLimit | IdentifiedObject | description
VoltageLimit | IdentifiedObject | localName | VoltageLimit | IdentifiedObject | localName
VoltageLimit | IdentifiedObject | mRID | VoltageLimit | IdentifiedObject | mRID
VoltageLimit | IdentifiedObject | pathName | VoltageLimit | IdentifiedObject | pathName
VoltageLimit | VoltageLimit | value | VoltageLimit | VoltageLimit | value
VoltageLimit | IdentifiedObject | name | VoltageLimit | IdentifiedObject | name
VoltageLimitSet | IdentifiedObject | name | OperationalLimitSet | IdentifiedObject | name
VoltageLimitSet | IdentifiedObject | description | OperationalLimitSet | IdentifiedObject | description
VoltageLimitSet | IdentifiedObject | aliasName | OperationalLimitSet | IdentifiedObject | aliasName
VoltageLimitSet | IdentifiedObject | localName | OperationalLimitSet | IdentifiedObject | localName
VoltageLimitSet | IdentifiedObject | mRID | OperationalLimitSet | IdentifiedObject | mRID
VoltageLimitSet | IdentifiedObject | pathName | OperationalLimitSet | IdentifiedObject | pathName
VoltageLimitSet | LimitSet | forNetwork |  |  | **REMOVED**
VoltageLimitSet | LimitSet | isPercentageLimits |  |  | **REMOVED**
VoltageLimitSet | LimitSet | type |  |  | **REMOVED**
VoltageLimitSet | LimitSet | zonalAttribute |  |  | **REMOVED**
VoltageMonitored | IdentifiedObject | aliasName | VoltageMonitored | IdentifiedObject | aliasName
VoltageMonitored | IdentifiedObject | description | VoltageMonitored | IdentifiedObject | description
VoltageMonitored | Monitored | eligible | VoltageMonitored | Monitored | eligible
VoltageMonitored | IdentifiedObject | localName | VoltageMonitored | IdentifiedObject | localName
VoltageMonitored | IdentifiedObject | mRID | VoltageMonitored | IdentifiedObject | mRID
VoltageMonitored | IdentifiedObject | pathName | VoltageMonitored | IdentifiedObject | pathName
VoltageMonitored | IdentifiedObject | name | VoltageMonitored | IdentifiedObject | name
VoltageRelay | IdentifiedObject | aliasName | VoltageRelay | IdentifiedObject | aliasName
VoltageRelay | PowerSystemResource | contingencyComponent | VoltageRelay | PowerSystemResource | contingencyComponent
VoltageRelay | Equipment | DAM_Monitored | VoltageRelay | Equipment | DAM_Monitored
VoltageRelay | Equipment | DAM_Secured | VoltageRelay | Equipment | DAM_Secured
VoltageRelay | IdentifiedObject | description | VoltageRelay | IdentifiedObject | description
VoltageRelay | ProtectionEquipment | highLimit | VoltageRelay | ProtectionEquipment | highLimit
VoltageRelay | IdentifiedObject | localName | VoltageRelay | IdentifiedObject | localName
VoltageRelay | ProtectionEquipment | lowLimit | VoltageRelay | ProtectionEquipment | lowLimit
VoltageRelay | IdentifiedObject | mRID | VoltageRelay | IdentifiedObject | mRID
VoltageRelay | Equipment | OUSPriority | VoltageRelay | Equipment | OUSPriority
VoltageRelay | VoltageRelay | overVoltageDelay | VoltageRelay | VoltageRelay | overVoltageDelay
VoltageRelay | VoltageRelay | overVoltageLimit | VoltageRelay | VoltageRelay | overVoltageLimit
VoltageRelay | VoltageRelay | overVoltageLockoutTime | VoltageRelay | VoltageRelay | overVoltageLockoutTime
VoltageRelay | IdentifiedObject | pathName | VoltageRelay | IdentifiedObject | pathName
VoltageRelay | ProtectionEquipment | powerDirectionFlag | VoltageRelay | ProtectionEquipment | powerDirectionFlag
VoltageRelay | Equipment | psseid | VoltageRelay | Resources | PSSEID
VoltageRelay | ProtectionEquipment | relayDelayTime | VoltageRelay | ProtectionEquipment | relayDelayTime
VoltageRelay | Equipment | RUC_Monitored | VoltageRelay | Equipment | RUC_Monitored
VoltageRelay | Equipment | RUC_Secured | VoltageRelay | Equipment | RUC_Secured
VoltageRelay | PowerSystemResource | teid | VoltageRelay | PowerSystemResource | teid
VoltageRelay | VoltageRelay | underVoltageDelay | VoltageRelay | VoltageRelay | underVoltageDelay
VoltageRelay | VoltageRelay | underVoltageLimit | VoltageRelay | VoltageRelay | underVoltageLimit
VoltageRelay | VoltageRelay | underVoltageLockoutTime | VoltageRelay | VoltageRelay | underVoltageLockoutTime
VoltageRelay | IdentifiedObject | name | VoltageRelay | IdentifiedObject | name
VoltageRelay | ProtectionEquipment | lockoutTimeHigh |  |  | **REMOVED**
VoltageRelay | ProtectionEquipment | lockoutTimeLow |  |  | **REMOVED**
VoltageRelay | ProtectionEquipment | relayDelayTimeHigh |  |  | **REMOVED**
VoltageRelay | ProtectionEquipment | relayDelayTimeLow |  |  | **REMOVED**
WeatherStation | IdentifiedObject | aliasName | WeatherStation | IdentifiedObject | aliasName
WeatherStation | IdentifiedObject | description | WeatherStation | IdentifiedObject | description
WeatherStation | IdentifiedObject | localName | WeatherStation | IdentifiedObject | localName
WeatherStation | IdentifiedObject | mRID | WeatherStation | IdentifiedObject | mRID
WeatherStation | IdentifiedObject | pathName | WeatherStation | IdentifiedObject | pathName
WeatherStation | IdentifiedObject | name | WeatherStation | IdentifiedObject | name
WindGeneratingUnit | IdentifiedObject | name | WindGeneratingUnit | IdentifiedObject | name
WindGeneratingUnit | IdentifiedObject | description | WindGeneratingUnit | IdentifiedObject | description
WindGeneratingUnit | IdentifiedObject | aliasName | WindGeneratingUnit | IdentifiedObject | aliasName
WindGeneratingUnit | IdentifiedObject | localName | WindGeneratingUnit | IdentifiedObject | localName
WindGeneratingUnit | IdentifiedObject | mRID | WindGeneratingUnit | IdentifiedObject | mRID
WindGeneratingUnit | IdentifiedObject | pathName | WindGeneratingUnit | IdentifiedObject | pathName
WindGeneratingUnit | PowerSystemResource | teid | WindGeneratingUnit | PowerSystemResource | teid
WindGeneratingUnit | PowerSystemResource | contingencyComponent | WindGeneratingUnit | PowerSystemResource | contingencyComponent
WindGeneratingUnit | Equipment | DAM_Monitored | WindGeneratingUnit | Equipment | DAM_Monitored
WindGeneratingUnit | Equipment | DAM_Secured | WindGeneratingUnit | Equipment | DAM_Secured
WindGeneratingUnit | Equipment | OUSPriority | WindGeneratingUnit | Equipment | OUSPriority
WindGeneratingUnit | Equipment | RUC_Monitored | WindGeneratingUnit | Equipment | RUC_Monitored
WindGeneratingUnit | Equipment | RUC_Secured | WindGeneratingUnit | Equipment | RUC_Secured
WindGeneratingUnit | Equipment | psseid | WindGeneratingUnit | Resources | PSSEID
WindGeneratingUnit | GeneratingUnit | controlPulseHigh | WindGeneratingUnit | GeneratingUnit | ControlPulseHigh
WindGeneratingUnit | GeneratingUnit | controlPulseLow | WindGeneratingUnit | GeneratingUnit | ControlPulseLow
WindGeneratingUnit | GeneratingUnit | efficiency | WindGeneratingUnit | GeneratingUnit | Efficiency
WindGeneratingUnit | GeneratingUnit | governorMPL | WindGeneratingUnit | GeneratingUnit | GovernorMPL
WindGeneratingUnit | GeneratingUnit | governorSCD | WindGeneratingUnit | GeneratingUnit | GovernorSCD
WindGeneratingUnit | GeneratingUnit | maximumEconomicMW | WindGeneratingUnit | GeneratingUnit | maxEconomicP
WindGeneratingUnit | GeneratingUnit | maximumOperatingMW | WindGeneratingUnit | GeneratingUnit | maxOperatingP
WindGeneratingUnit | GeneratingUnit | minimumEconomicMW | WindGeneratingUnit | GeneratingUnit | minEconomicP
WindGeneratingUnit | GeneratingUnit | minimumOperatingMW | WindGeneratingUnit | GeneratingUnit | minOperatingP
WindGeneratingUnit | GeneratingUnit | genOperatingMode | WindGeneratingUnit | GeneratingUnit | genOperatingMode
WindGeneratingUnit | GeneratingUnit | penaltyFactor | WindGeneratingUnit | GeneratingUnit | PenaltyFactor
WindGeneratingUnit | GeneratingUnit | PrimaryFuelType | WindGeneratingUnit | GeneratingUnit | PrimaryFuelType
WindGeneratingUnit | GeneratingUnit | SecondaryFuelType | WindGeneratingUnit | GeneratingUnit | SecondaryFuelType
WindGeneratingUnit | GeneratingUnit | stepChange | WindGeneratingUnit | GeneratingUnit | StepChange
WindGeneratingUnit | GeneratingUnit | allocSpinResMW | WindGeneratingUnit | GeneratingUnit | allocSpinResP
WindGeneratingUnit | GeneratingUnit | autoCntrlMarginMW | WindGeneratingUnit | GeneratingUnit | autoCntrlMarginP
WindGeneratingUnit | GeneratingUnit | baseMW | WindGeneratingUnit | GeneratingUnit | baseP
WindGeneratingUnit | GeneratingUnit | blackStart | WindGeneratingUnit | GeneratingUnit | blackStart
WindGeneratingUnit | GeneratingUnit | blockLoadTransfer | WindGeneratingUnit | GeneratingUnit | blockLoadTransfer
WindGeneratingUnit | GeneratingUnit | coldStartTime | WindGeneratingUnit | GeneratingUnit | coldStartTime
WindGeneratingUnit | GeneratingUnit | commercialOperationsDate | WindGeneratingUnit | GeneratingUnit | commercialOperationsDate
WindGeneratingUnit | GeneratingUnit | controlDeadband | WindGeneratingUnit | GeneratingUnit | controlDeadband
WindGeneratingUnit | GeneratingUnit | controlResponseRate | WindGeneratingUnit | GeneratingUnit | controlResponseRate
WindGeneratingUnit | GeneratingUnit | dispReserveFlag | WindGeneratingUnit | GeneratingUnit | dispReserveFlag
WindGeneratingUnit | GeneratingUnit | energyMinMW |  |  | **REMOVED**
WindGeneratingUnit | GeneratingUnit | fastStartFlag | WindGeneratingUnit | GeneratingUnit | fastStartFlag
WindGeneratingUnit | GeneratingUnit | freqBias | WindGeneratingUnit | GeneratingUnit | freqBias
WindGeneratingUnit | GeneratingUnit | freqDevDeadband | WindGeneratingUnit | GeneratingUnit | freqDevDeadband
WindGeneratingUnit | GeneratingUnit | frequencyDeadBandHz | WindGeneratingUnit | GeneratingUnit | frequencyDeadBandHz
WindGeneratingUnit | GeneratingUnit | fuelPriority |  |  | **REMOVED**
WindGeneratingUnit | GeneratingUnit | genControlMode | WindGeneratingUnit | GeneratingUnit | genControlMode
WindGeneratingUnit | GeneratingUnit | genControlSource | WindGeneratingUnit | GeneratingUnit | genControlSource
WindGeneratingUnit | GeneratingUnit | highControlLimit | WindGeneratingUnit | GeneratingUnit | highControlLimit
WindGeneratingUnit | GeneratingUnit | highReasonabilityLimit | WindGeneratingUnit | GeneratingUnit | highReasonabilityLimit
WindGeneratingUnit | GeneratingUnit | highReasonabilityRampRateLimit | WindGeneratingUnit | GeneratingUnit | highReasonabilityRampRateLimit
WindGeneratingUnit | GeneratingUnit | hotStartTime | WindGeneratingUnit | GeneratingUnit | hotStartTime
WindGeneratingUnit | GeneratingUnit | hotintTime | WindGeneratingUnit | GeneratingUnit | hotintTime
WindGeneratingUnit | GeneratingUnit | initialMW | WindGeneratingUnit | GeneratingUnit | initialP
WindGeneratingUnit | GeneratingUnit | intColdTime | WindGeneratingUnit | GeneratingUnit | intColdTime
WindGeneratingUnit | GeneratingUnit | intStartTime | WindGeneratingUnit | GeneratingUnit | intStartTime
WindGeneratingUnit | GeneratingUnit | longPF | WindGeneratingUnit | GeneratingUnit | longPF
WindGeneratingUnit | GeneratingUnit | lowControlLimit | WindGeneratingUnit | GeneratingUnit | lowControlLimit
WindGeneratingUnit | GeneratingUnit | lowReasonabilityLimit | WindGeneratingUnit | GeneratingUnit | lowReasonabilityLimit
WindGeneratingUnit | GeneratingUnit | lowReasonabilityRampRateLimit | WindGeneratingUnit | GeneratingUnit | lowReasonabilityRampRateLimit
WindGeneratingUnit | GeneratingUnit | lowerRampRate | WindGeneratingUnit | GeneratingUnit | lowerRampRate
WindGeneratingUnit | GeneratingUnit | maximumAllowableSpinngReserve | WindGeneratingUnit | GeneratingUnit | maximumAllowableSpinningReserve
WindGeneratingUnit | GeneratingUnit | maxCapacityLimit | WindGeneratingUnit | GeneratingUnit | maxCapacityLimit
WindGeneratingUnit | GeneratingUnit | maxDailyStarts | WindGeneratingUnit | GeneratingUnit | maxDailyStarts
WindGeneratingUnit | GeneratingUnit | maxDownRampRate | WindGeneratingUnit | GeneratingUnit | maxDownRampRate
WindGeneratingUnit | GeneratingUnit | maxONTime | WindGeneratingUnit | GeneratingUnit | maxONTime
WindGeneratingUnit | GeneratingUnit | maxResponseReserveLimit | WindGeneratingUnit | GeneratingUnit | maxResponseReserveLimit
WindGeneratingUnit | GeneratingUnit | maxSpinReserveContribution | WindGeneratingUnit | GeneratingUnit | maxSpinReserveContribution
WindGeneratingUnit | GeneratingUnit | maxUpRampRate | WindGeneratingUnit | GeneratingUnit | maxUpRampRate
WindGeneratingUnit | GeneratingUnit | maxWeeklyEnergy | WindGeneratingUnit | GeneratingUnit | maxWeeklyEnergy
WindGeneratingUnit | GeneratingUnit | maxWeeklyStarts | WindGeneratingUnit | GeneratingUnit | maxWeeklyStarts
WindGeneratingUnit | GeneratingUnit | maximumCurrentCapacity | WindGeneratingUnit | GeneratingUnit | maximumCurrentCapacity
WindGeneratingUnit | GeneratingUnit | maximumCurrentCapacityRef | WindGeneratingUnit | GeneratingUnit | maximumCurrentCapacityRef
WindGeneratingUnit | GeneratingUnit | maximumEconomicMWRef | WindGeneratingUnit | GeneratingUnit | maximumEconomicMWRef
WindGeneratingUnit | GeneratingUnit | minCapacityLimit | WindGeneratingUnit | GeneratingUnit | minCapacityLimit
WindGeneratingUnit | GeneratingUnit | minOFFTime | WindGeneratingUnit | GeneratingUnit | minOFFTime
WindGeneratingUnit | GeneratingUnit | minONTime | WindGeneratingUnit | GeneratingUnit | minONTime
WindGeneratingUnit | GeneratingUnit | minResponseReserveLimit | WindGeneratingUnit | GeneratingUnit | minResponseReserveLimit
WindGeneratingUnit | GeneratingUnit | minimumOffTime | WindGeneratingUnit | GeneratingUnit | minimumOffTime
WindGeneratingUnit | GeneratingUnit | modelDetail | WindGeneratingUnit | GeneratingUnit | modelDetail
WindGeneratingUnit | GeneratingUnit | normalPF | WindGeneratingUnit | GeneratingUnit | normalPF
WindGeneratingUnit | GeneratingUnit | onlineThresholdDeadbandPercent | WindGeneratingUnit | GeneratingUnit | onlineThresholdDeadbandPercent
WindGeneratingUnit | GeneratingUnit | qualificationStatus | WindGeneratingUnit | GeneratingUnit | qualificationStatus
WindGeneratingUnit | GeneratingUnit | raiseRampRate |  |  | **REMOVED**
WindGeneratingUnit | GeneratingUnit | ratedGrossMaxMW | WindGeneratingUnit | GeneratingUnit | ratedGrossMaxP
WindGeneratingUnit | GeneratingUnit | ratedGrossMinMW | WindGeneratingUnit | GeneratingUnit | ratedGrossMinP
WindGeneratingUnit | GeneratingUnit | ratedNetMaxMW | WindGeneratingUnit | GeneratingUnit | ratedNetMaxP
WindGeneratingUnit | GeneratingUnit | reliabilityMustRun | WindGeneratingUnit | GeneratingUnit | reliabilityMustRun
WindGeneratingUnit | GeneratingUnit | reserveDiscountFactor |  |  | **REMOVED**
WindGeneratingUnit | GeneratingUnit | seasonalMaxSustainableRating | WindGeneratingUnit | GeneratingUnit | seasonalMaxSustainableRating
WindGeneratingUnit | GeneratingUnit | seasonalMinEmergencyRating | WindGeneratingUnit | GeneratingUnit | seasonalMinEmergencyRating
WindGeneratingUnit | GeneratingUnit | seasonalMinSustainableRating | WindGeneratingUnit | GeneratingUnit | seasonalMinSustainableRating
WindGeneratingUnit | GeneratingUnit | shortPF | WindGeneratingUnit | GeneratingUnit | shortPF
WindGeneratingUnit | GeneratingUnit | spinReserveRamp |  |  | **REMOVED**
WindGeneratingUnit | GeneratingUnit | spinningReserveMax | WindGeneratingUnit | GeneratingUnit | spinningReserveMax
WindGeneratingUnit | GeneratingUnit | startupTime | WindGeneratingUnit | GeneratingUnit | startupTime
WindGeneratingUnit | GeneratingUnit | synCondenserCapable | WindGeneratingUnit | GeneratingUnit | synCondenserCapable
WindGeneratingUnit | GeneratingUnit | tieLinePF | WindGeneratingUnit | GeneratingUnit | tieLinePF
WindGeneratingUnit | GeneratingUnit | wfrmcr | WindGeneratingUnit | GeneratingUnit | wfrmcr
WindGeneratingUnit | GeneratingUnit | hasAMechanicalGovernor | WindGeneratingUnit | GeneratingUnit | hasAMechanicalGovernor
WindGeneratingUnit | GeneratingUnit | hasPFRExemption | WindGeneratingUnit | GeneratingUnit | hasPFRExemption
WindGeneratingUnit | GeneratingUnit | resourceCategoryE | WindGeneratingUnit | GeneratingUnit | resourceCategoryE
WindGeneratingUnit | GeneratingUnit | hasPSSExemption | WindGeneratingUnit | GeneratingUnit | hasPSSExemption
WindGeneratingUnit | GeneratingUnit | DeadbandForEvaluation | WindGeneratingUnit | GeneratingUnit | DeadbandForEvaluation
WindGeneratingUnit | GeneratingUnit | MWDeadbandForEvaluation | WindGeneratingUnit | GeneratingUnit | MWDeadbandForEvaluation
WindGeneratingUnit | GeneratingUnit | PFRExemption | WindGeneratingUnit | GeneratingUnit | PFRExemption
WindGeneratingUnit | GeneratingUnit | switchable | WindGeneratingUnit | GeneratingUnit | switchable
WindGeneratingUnit | GeneratingUnit | Dispatchable | WindGeneratingUnit | GeneratingUnit | Dispatchable
WindGeneratingUnit | GeneratingUnit | ScaleDownOnly | WindGeneratingUnit | GeneratingUnit | ScaleDownOnly
WindGeneratingUnit | GeneratingUnit | NFRC | WindGeneratingUnit | GeneratingUnit | NFRC
WindGeneratingUnit | GeneratingUnit | maxDesignTemp | WindGeneratingUnit | GeneratingUnit | maxDesignTemp
WindGeneratingUnit | GeneratingUnit | maxEngTemp | WindGeneratingUnit | GeneratingUnit | maxEngTemp
WindGeneratingUnit | GeneratingUnit | maxHistTemp | WindGeneratingUnit | GeneratingUnit | maxHistTemp
WindGeneratingUnit | GeneratingUnit | minDesignTemp | WindGeneratingUnit | GeneratingUnit | minDesignTemp
WindGeneratingUnit | GeneratingUnit | minEngTemp | WindGeneratingUnit | GeneratingUnit | minEngTemp
WindGeneratingUnit | GeneratingUnit | minHistTemp | WindGeneratingUnit | GeneratingUnit | minHistTemp
WindGeneratingUnit | GeneratingUnit | maxDesignTempDerate | WindGeneratingUnit | GeneratingUnit | maxDesignTempDerate
WindGeneratingUnit | GeneratingUnit | maxEngTempDerate | WindGeneratingUnit | GeneratingUnit | maxEngTempDerate
WindGeneratingUnit | GeneratingUnit | maxHistTempDerate | WindGeneratingUnit | GeneratingUnit | maxHistTempDerate
WindGeneratingUnit | GeneratingUnit | minDesignTempDerate | WindGeneratingUnit | GeneratingUnit | minDesignTempDerate
WindGeneratingUnit | GeneratingUnit | minEngTempDerate | WindGeneratingUnit | GeneratingUnit | minEngTempDerate
WindGeneratingUnit | GeneratingUnit | minHistTempDerate | WindGeneratingUnit | GeneratingUnit | minHistTempDerate
WindGeneratingUnit | GeneratingUnit | isBSCapable | WindGeneratingUnit | GeneratingUnit | isBSCapable
WindGeneratingUnit | GeneratingUnit | isIsocCapable | WindGeneratingUnit | GeneratingUnit | isIsocCapable
WindGeneratingUnit | WindGeneratingUnit | ReactiveLimitControlMode | WindGeneratingUnit | WindGeneratingUnit | ReactiveLimitControlMode
WindGeneratingUnit | WindGeneratingUnit | powerFactor | WindGeneratingUnit | WindGeneratingUnit | powerFactor
WindGeneratingUnit | WindGeneratingUnit | windregion | WindGeneratingUnit | WindGeneratingUnit | windregion
WindGeneratingUnit | WindGeneratingUnit | averageHeight | WindGeneratingUnit | WindGeneratingUnit | averageHeight
WindGeneratingUnit | WindGeneratingUnit | maxAmbientAirOpTemp | WindGeneratingUnit | WindGeneratingUnit | maxAmbientAirOpTemp
WindGeneratingUnit | WindGeneratingUnit | minAmbientAirOpTemp | WindGeneratingUnit | WindGeneratingUnit | minAmbientAirOpTemp
WindTurbine | IdentifiedObject | aliasName | WindTurbine | IdentifiedObject | aliasName
WindTurbine | IdentifiedObject | description | WindTurbine | IdentifiedObject | description
WindTurbine | WindTurbine | highSpeedCutOut | WindTurbine | WindTurbine | highSpeedCutOut
WindTurbine | WindTurbine | highSpeedCutOutReset | WindTurbine | WindTurbine | highSpeedCutOutReset
WindTurbine | WindTurbine | highSpeedCutOutResetTime | WindTurbine | WindTurbine | highSpeedCutOutResetTime
WindTurbine | WindTurbine | highSpeedCutOutTime | WindTurbine | WindTurbine | highSpeedCutOutTime
WindTurbine | IdentifiedObject | localName | WindTurbine | IdentifiedObject | localName
WindTurbine | IdentifiedObject | mRID | WindTurbine | IdentifiedObject | mRID
WindTurbine | WindTurbine | numberInGroup | WindTurbine | WindTurbine | numberInGroup
WindTurbine | IdentifiedObject | pathName | WindTurbine | IdentifiedObject | pathName
WindTurbine | WindTurbine | turbineType | WindTurbine | WindTurbine | turbineType
WindTurbine | IdentifiedObject | name | WindTurbine | IdentifiedObject | name
WindTurbineDepartment | IdentifiedObject | aliasName | WindTurbineDepartment | IdentifiedObject | aliasName
WindTurbineDepartment | IdentifiedObject | description | WindTurbineDepartment | IdentifiedObject | description
WindTurbineDepartment | IdentifiedObject | localName | WindTurbineDepartment | IdentifiedObject | localName
WindTurbineDepartment | IdentifiedObject | mRID | WindTurbineDepartment | IdentifiedObject | mRID
WindTurbineDepartment | IdentifiedObject | pathName | WindTurbineDepartment | IdentifiedObject | pathName
WindTurbineDepartment | IdentifiedObject | name | WindTurbineDepartment | IdentifiedObject | name
WindTurbineModel | IdentifiedObject | aliasName | WindTurbineModel | IdentifiedObject | aliasName
WindTurbineModel | IdentifiedObject | description | WindTurbineModel | IdentifiedObject | description
WindTurbineModel | IdentifiedObject | localName | WindTurbineModel | IdentifiedObject | localName
WindTurbineModel | Model | model | WindTurbineModel | Archetype | model
WindTurbineModel | Model | modelNamePlateRating | WindTurbineModel | Archetype | modelNamePlateRating
WindTurbineModel | IdentifiedObject | mRID | WindTurbineModel | IdentifiedObject | mRID
WindTurbineModel | IdentifiedObject | pathName | WindTurbineModel | IdentifiedObject | pathName
WindTurbineModel | IdentifiedObject | name | WindTurbineModel | IdentifiedObject | name