## Information
Report Description
This report provides an April 2026 data snapshot of installed generation resource capacity typically prepared for the Report on the Capacity, Demand and Reserves in the ERCOT Region (CDR). This limited report—containing no load forecast or planning reserve margin data—is being released in lieu of a May CDR due to ERCOT's request to the Public Utility Commission of Texas (PUCT) to adjust the Preliminary Long-Term Load Forecast (LTLF). Because of the time involved in developing the adjusted LTLF and receiving the PUCT's formal forecast approval, ERCOT also filed a good cause exception with the PUCT to request not releasing a May 2026 CDR. This generation resource report consists of the following data tabs: ● Unit Details, covering installed and seasonal capacity ratings for a five-year summer and winter season forecast periiod. ● A resource-type capacity mix table. ● Reference tabs with acronyms, term definitions, and county mapping tables for wind and solar resources Information is compiled from ERCOT internal systems and Market Participant notifications.
Disclaimer
FOR PLANNING PURPOSES ONLY
This report has been prepared using data provided by ERCOT and Market Participants. The data may contain errors or become obsolete and thereby affect the accuracy of report results. ERCOT MAKES NO WARRANTY, EXPRESS OR IMPLIED, INCLUDING ANY WARRANTY OF MERCHANTABILITY OR FITNESS FOR ANY PARTICULAR PURPOSE, AND DISCLAIMS ANY AND ALL LIABILITY WITH RESPECT TO THE ACCURACY OF SAME OR THE FITNESS OR APPROPRIATENESS OF SAME FOR ANY PARTICULAR USE. THIS ERCOT REPORT IS SUPPLIED WITH ALL FAULTS. The specific suitability for any use of the CDR report and its accuracy should be confirmed by each ERCOT Market Participant that contributed data.

## Unit Details
[11 empty] | HIGH-RISK SEASON |  |  |  |  | HIGH-RISK SEASON |  |  |  |  | SHOULDER SEASON |  |  |  |  | SHOULDER SEASON
[11 empty] | Summer Capabilities, MW (As of the Season Start Date, June 1) |  |  |  |  | Winter Capabilities, MW (As of the Season Start Date, December 1) |  |  |  |  | Spring Capabilities, MW (As of the Season Start Date, March 1) |  |  |  |  | Fall Capabilities, MW (As of the Season Start Date, October 1)
UNIT NAME | INTERCONNECTION REQUEST NUMBER (INR) | UNIT CODE | TECHNOLOGY | FUEL | CDR STATUS | CDR RESOURCE ATTRIBUTE | COUNTY | ZONE | IN-SERVICE DATE | INSTALLED CAPACITY (MW) | 2027 | 2028 | 2029 | 2030 | 2031 | 2027/2028 | 2028/2029 | 2029/2030 | 2030/2031 | 2031/2032 | 2027 | 2028 | 2029 | 2030 | 2031 | 2027 | 2028 | 2029 | 2030 | 2031
COMANCHE PEAK U1 |  | CPSES_UNIT1 | ST | NUCLEAR | OPER | CONV | SOMERVELL | NORTH | 1990-08-13 | 1269 | 1205 | 1205 | 1205 | 1205 | 1205 | 1235 | 1235 | 1235 | 1235 | 1235 | 1227 | 1227 | 1227 | 1227 | 1227 | 1222 | 1222 | 1222 | 1222 | 1222
COMANCHE PEAK U2 |  | CPSES_UNIT2 | ST | NUCLEAR | OPER | CONV | SOMERVELL | NORTH | 1993-08-03 | 1269 | 1195 | 1195 | 1195 | 1195 | 1195 | 1225 | 1225 | 1225 | 1225 | 1225 | 1214 | 1214 | 1214 | 1214 | 1214 | 1209 | 1209 | 1209 | 1209 | 1209
SOUTH TEXAS U1 |  | STP_STP_G1 | ST | NUCLEAR | OPER | CONV | MATAGORDA | COASTAL | 1988-03-22 | 1365 | 1293.2 | 1293.2 | 1293.2 | 1293.2 | 1293.2 | 1353.2 | 1353.2 | 1353.2 | 1353.2 | 1353.2 | 1323.2 | 1323.2 | 1323.2 | 1323.2 | 1323.2 | 1323.2 | 1323.2 | 1323.2 | 1323.2 | 1323.2
SOUTH TEXAS U2 |  | STP_STP_G2 | ST | NUCLEAR | OPER | CONV | MATAGORDA | COASTAL | 1989-03-28 | 1365 | 1280 | 1280 | 1280 | 1280 | 1280 | 1340 | 1340 | 1340 | 1340 | 1340 | 1310 | 1310 | 1310 | 1310 | 1310 | 1310 | 1310 | 1310 | 1310 | 1310
COLETO CREEK |  | COLETO_COLETOG1 | ST | COAL | OPER-UNFC | CONV | GOLIAD | SOUTH | 1980-01-01 | 655 | 0 | 0 | 0 | 0 |  | 0 | 0 | 0 | 0 |  | 655 | 0 | 0 | 0 | 0 | 0 | 0 | 0 | 0
COLETO CREEK |  | COLETO_COLETOG1 | ST | GAS | OPER-UNFC | CONV | GOLIAD | SOUTH | 2027-07-01 | 655 | 655 | 655 | 655 | 655 | 655 | 655 | 655 | 655 | 655 | 655 | 0 | 655 | 655 | 655 | 655 | 655 | 655 | 655 | 655 | 655
FAYETTE POWER U1 |  | FPPYD1_FPP_G1 | ST | COAL | OPER | CONV | FAYETTE | SOUTH | 1979-06-16 | 615 | 604 | 604 | 604 | 604 | 604 | 603 | 603 | 603 | 603 | 603 | 608 | 608 | 608 | 608 | 608 | 603 | 603 | 603 | 603 | 603
FAYETTE POWER U2 |  | FPPYD1_FPP_G2 | ST | COAL | OPER | CONV | FAYETTE | SOUTH | 1980-05-20 | 615 | 599 | 599 | 599 | 599 | 599 | 605 | 605 | 605 | 605 | 605 | 608 | 608 | 608 | 608 | 608 | 603 | 603 | 603 | 603 | 603
FAYETTE POWER U3 |  | FPPYD2_FPP_G3 | ST | COAL | OPER | CONV | FAYETTE | SOUTH | 1988-04-29 | 460 | 437 | 437 | 437 | 437 | 437 | 449 | 449 | 449 | 449 | 449 | 448 | 448 | 448 | 448 | 448 | 444 | 444 | 444 | 444 | 444
J K SPRUCE U1 |  | CALAVERS_JKS1 | ST | COAL | OPER-UNR | CONV | BEXAR | SOUTH | 1992-11-01 | 560 | 560 | 560 | 0 | 0 | 0 | 560 | 0 | 0 | 0 | 0 | 560 | 560 | 0 | 0 | 0 | 560 | 560 | 0 | 0 | 0
J K SPRUCE U2 |  | CALAVERS_JKS2 | ST | COAL | OPER-UNFC | CONV | BEXAR | SOUTH | 2010-05-28 | 922 | 785 | 0 | 0 | 0 | 0 | 785 | 0 | 0 | 0 | 0 | 785 | 785 | 0 | 0 | 0 | 785 | 0 | 0 | 0 | 0
J K SPRUCE U2 |  | CALAVERS_JKS2 | ST | GAS | OPER-UNFC | CONV | BEXAR | SOUTH | 2028-06-01 | 922 | 0 | 785 | 785 | 785 | 785 | 0 | 785 | 785 | 785 | 785 | 0 | 0 | 785 | 785 | 785 | 0 | 785 | 785 | 785 | 785
LIMESTONE U1 |  | LEG_LEG_G1 | ST | COAL | OPER | CONV | LIMESTONE | NORTH | 1985-12-01 | 893 | 831 | 831 | 831 | 831 | 831 | 831 | 831 | 831 | 831 | 831 | 831 | 831 | 831 | 831 | 831 | 831 | 831 | 831 | 831 | 831
LIMESTONE U2 |  | LEG_LEG_G2 | ST | COAL | OPER | CONV | LIMESTONE | NORTH | 1986-12-01 | 956.8 | 857 | 857 | 857 | 857 | 857 | 857 | 857 | 857 | 857 | 857 | 857 | 857 | 857 | 857 | 857 | 857 | 857 | 857 | 857 | 857
MARTIN LAKE U1 |  | MLSES_UNIT1 | ST | COAL | OPER | CONV | RUSK | NORTH | 1977-05-16 | 893 | 800 | 800 | 800 | 800 | 800 | 815 | 815 | 815 | 815 | 815 | 815 | 815 | 815 | 815 | 815 | 815 | 815 | 815 | 815 | 815
MARTIN LAKE U2 |  | MLSES_UNIT2 | ST | COAL | OPER | CONV | RUSK | NORTH | 1978-05-23 | 893 | 805 | 805 | 805 | 805 | 805 | 820 | 820 | 820 | 820 | 820 | 820 | 820 | 820 | 820 | 820 | 820 | 820 | 820 | 820 | 820
MARTIN LAKE U3 |  | MLSES_UNIT3 | ST | COAL | OPER | CONV | RUSK | NORTH | 1979-04-01 | 893 | 805 | 805 | 805 | 805 | 805 | 820 | 820 | 820 | 820 | 820 | 820 | 820 | 820 | 820 | 820 | 820 | 820 | 820 | 820 | 820
OAK GROVE SES U1 |  | OGSES_UNIT1A | ST | COAL | OPER | CONV | ROBERTSON | NORTH | 2010-04-14 | 916.8 | 855 | 855 | 855 | 855 | 855 | 855 | 855 | 855 | 855 | 855 | 855 | 855 | 855 | 855 | 855 | 855 | 855 | 855 | 855 | 855
OAK GROVE SES U2 |  | OGSES_UNIT2 | ST | COAL | OPER | CONV | ROBERTSON | NORTH | 2011-04-19 | 916.8 | 855 | 855 | 855 | 855 | 855 | 855 | 855 | 855 | 855 | 855 | 855 | 855 | 855 | 855 | 855 | 855 | 855 | 855 | 855 | 855
SAN MIGUEL U1 |  | SANMIGL_G1 | ST | COAL | OPER | CONV | ATASCOSA | SOUTH | 1982-02-07 | 430 | 391 | 391 | 391 | 391 | 391 | 391 | 391 | 391 | 391 | 391 | 391 | 391 | 391 | 391 | 391 | 391 | 391 | 391 | 391 | 391
SANDY CREEK U1 |  | SCES_UNIT1 | ST | COAL | OPER | CONV | MCLENNAN | NORTH | 2013-07-17 | 1008 | 932.6 | 932.6 | 932.6 | 932.6 | 932.6 | 932.6 | 932.6 | 932.6 | 932.6 | 932.6 | 932.6 | 932.6 | 932.6 | 932.6 | 932.6 | 932.6 | 932.6 | 932.6 | 932.6 | 932.6
TWIN OAKS U1 |  | TNP_ONE_TNP_O_1 | ST | COAL | OPER | CONV | ROBERTSON | NORTH | 1990-06-08 | 174.6 | 155 | 155 | 155 | 155 | 155 | 155 | 155 | 155 | 155 | 155 | 155 | 155 | 155 | 155 | 155 | 155 | 155 | 155 | 155 | 155
TWIN OAKS U2 |  | TNP_ONE_TNP_O_2 | ST | COAL | OPER | CONV | ROBERTSON | NORTH | 1991-05-31 | 174.6 | 155 | 155 | 155 | 155 | 155 | 155 | 155 | 155 | 155 | 155 | 155 | 155 | 155 | 155 | 155 | 155 | 155 | 155 | 155 | 155
W A PARISH U5 |  | WAP_WAP_G5 | ST | COAL | OPER | CONV | FORT BEND | HOUSTON | 1977-12-27 | 734.1 | 664 | 664 | 664 | 664 | 664 | 664 | 664 | 664 | 664 | 664 | 664 | 664 | 664 | 664 | 664 | 664 | 664 | 664 | 664 | 664
W A PARISH U6 |  | WAP_WAP_G6 | ST | COAL | OPER | CONV | FORT BEND | HOUSTON | 1978-12-27 | 734.1 | 663 | 663 | 663 | 663 | 663 | 663 | 663 | 663 | 663 | 663 | 663 | 663 | 663 | 663 | 663 | 663 | 663 | 663 | 663 | 663
W A PARISH U7 |  | WAP_WAP_G7 | ST | COAL | OPER | CONV | FORT BEND | HOUSTON | 1980-06-02 | 614.6 | 577 | 577 | 577 | 577 | 577 | 577 | 577 | 577 | 577 | 577 | 577 | 577 | 577 | 577 | 577 | 577 | 577 | 577 | 577 | 577
W A PARISH U8 |  | WAP_WAP_G8 | ST | COAL | OPER | CONV | FORT BEND | HOUSTON | 1982-12-01 | 653.99 | 610 | 610 | 610 | 610 | 610 | 610 | 610 | 610 | 610 | 610 | 610 | 610 | 610 | 610 | 610 | 610 | 610 | 610 | 610 | 610
ARTHUR VON ROSENBERG 1 CTG 1 |  | BRAUNIG_AVR1_CT1 | CC | GAS | OPER | CONV | BEXAR | SOUTH | 2000-06-02 | 189 | 178.2 | 178.2 | 178.2 | 178.2 | 178.2 | 176 | 176 | 176 | 176 | 176 | 178.9 | 178.9 | 178.9 | 178.9 | 178.9 | 179.6 | 179.6 | 179.6 | 179.6 | 179.6
ARTHUR VON ROSENBERG 1 CTG 2 |  | BRAUNIG_AVR1_CT2 | CC | GAS | OPER | CONV | BEXAR | SOUTH | 2000-06-02 | 189 | 178.2 | 178.2 | 178.2 | 178.2 | 178.2 | 176 | 176 | 176 | 176 | 176 | 178.9 | 178.9 | 178.9 | 178.9 | 178.9 | 179.6 | 179.6 | 179.6 | 179.6 | 179.6
ARTHUR VON ROSENBERG 1 STG |  | BRAUNIG_AVR1_ST | CC | GAS | OPER | CONV | BEXAR | SOUTH | 2000-06-02 | 222 | 197.5 | 197.5 | 197.5 | 197.5 | 197.5 | 218.5 | 218.5 | 218.5 | 218.5 | 218.5 | 199.9 | 199.9 | 199.9 | 199.9 | 199.9 | 202.7 | 202.7 | 202.7 | 202.7 | 202.7
ATKINS CTG 7 |  | ATKINS_ATKINSG7 | GT | GAS | OPER | CONV | BRAZOS | NORTH | 1973-01-01 | 21 | 18 | 18 | 18 | 18 | 18 | 20 | 20 | 20 | 20 | 20 | 19 | 19 | 19 | 19 | 19 | 19 | 19 | 19 | 19 | 19
BARNEY M DAVIS CTG 3 |  | B_DAVIS_B_DAVIG3 | CC | GAS | OPER | CONV | NUECES | COASTAL | 2010-03-26 | 189.55 | 157 | 157 | 157 | 157 | 157 | 165 | 165 | 165 | 165 | 165 | 161 | 161 | 161 | 161 | 161 | 161 | 161 | 161 | 161 | 161
BARNEY M DAVIS CTG 4 |  | B_DAVIS_B_DAVIG4 | CC | GAS | OPER | CONV | NUECES | COASTAL | 2010-03-26 | 189.55 | 157 | 157 | 157 | 157 | 157 | 165 | 165 | 165 | 165 | 165 | 161 | 161 | 161 | 161 | 161 | 161 | 161 | 161 | 161 | 161
BARNEY M DAVIS STG 1 |  | B_DAVIS_B_DAVIG1 | ST | GAS | OPER | CONV | NUECES | COASTAL | 1974-04-15 | 352.8 | 292 | 292 | 292 | 292 | 292 | 292 | 292 | 292 | 292 | 292 | 292 | 292 | 292 | 292 | 292 | 292 | 292 | 292 | 292 | 292
BARNEY M DAVIS STG 2 |  | B_DAVIS_B_DAVIG2 | CC | GAS | OPER | CONV | NUECES | COASTAL | 1976-03-01 | 351 | 319 | 319 | 319 | 319 | 319 | 325 | 325 | 325 | 325 | 325 | 322 | 322 | 322 | 322 | 322 | 322 | 322 | 322 | 322 | 322
BASTROP ENERGY CENTER CTG 1 |  | BASTEN_GTG1100 | CC | GAS | OPER | CONV | BASTROP | SOUTH | 2002-03-13 | 188 | 171 | 171 | 171 | 171 | 171 | 188 | 188 | 188 | 188 | 188 | 178 | 178 | 178 | 178 | 178 | 178 | 178 | 178 | 178 | 178
BASTROP ENERGY CENTER CTG 2 |  | BASTEN_GTG2100 | CC | GAS | OPER | CONV | BASTROP | SOUTH | 2002-03-13 | 188 | 171 | 171 | 171 | 171 | 171 | 188 | 188 | 188 | 188 | 188 | 178 | 178 | 178 | 178 | 178 | 178 | 178 | 178 | 178 | 178
BASTROP ENERGY CENTER STG |  | BASTEN_ST0100 | CC | GAS | OPER | CONV | BASTROP | SOUTH | 2002-03-13 | 242 | 233 | 233 | 233 | 233 | 233 | 234 | 234 | 234 | 234 | 234 | 236 | 236 | 236 | 236 | 236 | 236 | 236 | 236 | 236 | 236
BEACHWOOD POWER STATION U1 |  | BCH_UNIT1 | GT | GAS | OPER | CONV | BRAZORIA | COASTAL | 2022-11-09 | 60.5 | 44.6 | 44.6 | 44.6 | 44.6 | 44.6 | 49.8 | 49.8 | 49.8 | 49.8 | 49.8 | 45.1 | 45.1 | 45.1 | 45.1 | 45.1 | 45.5 | 45.5 | 45.5 | 45.5 | 45.5
BEACHWOOD POWER STATION U2 |  | BCH_UNIT2 | GT | GAS | OPER | CONV | BRAZORIA | COASTAL | 2022-11-09 | 60.5 | 44.6 | 44.6 | 44.6 | 44.6 | 44.6 | 49.8 | 49.8 | 49.8 | 49.8 | 49.8 | 45.1 | 45.1 | 45.1 | 45.1 | 45.1 | 45.5 | 45.5 | 45.5 | 45.5 | 45.5
BEACHWOOD POWER STATION U3 |  | BCH_UNIT3 | GT | GAS | OPER | CONV | BRAZORIA | COASTAL | 2022-11-09 | 60.5 | 44.6 | 44.6 | 44.6 | 44.6 | 44.6 | 49.8 | 49.8 | 49.8 | 49.8 | 49.8 | 45.1 | 45.1 | 45.1 | 45.1 | 45.1 | 45.5 | 45.5 | 45.5 | 45.5 | 45.5
BEACHWOOD POWER STATION U4 |  | BCH_UNIT4 | GT | GAS | OPER | CONV | BRAZORIA | COASTAL | 2022-11-09 | 60.5 | 44.6 | 44.6 | 44.6 | 44.6 | 44.6 | 49.8 | 49.8 | 49.8 | 49.8 | 49.8 | 45.1 | 45.1 | 45.1 | 45.1 | 45.1 | 45.5 | 45.5 | 45.5 | 45.5 | 45.5
BEACHWOOD POWER STATION U5 |  | BCH_UNIT5 | GT | GAS | OPER | CONV | BRAZORIA | COASTAL | 2022-11-09 | 60.5 | 44.6 | 44.6 | 44.6 | 44.6 | 44.6 | 49.8 | 49.8 | 49.8 | 49.8 | 49.8 | 45.1 | 45.1 | 45.1 | 45.1 | 45.1 | 45.5 | 45.5 | 45.5 | 45.5 | 45.5
BEACHWOOD POWER STATION U6 |  | BCH_UNIT6 | GT | GAS | OPER | CONV | BRAZORIA | COASTAL | 2022-11-09 | 60.5 | 44.6 | 44.6 | 44.6 | 44.6 | 44.6 | 49.8 | 49.8 | 49.8 | 49.8 | 49.8 | 45.1 | 45.1 | 45.1 | 45.1 | 45.1 | 45.5 | 45.5 | 45.5 | 45.5 | 45.5
BEACHWOOD POWER STATION U7 |  | BCH_UNIT7 | GT | GAS | OPER | CONV | BRAZORIA | COASTAL | 2024-12-13 | 60.5 | 44.5 | 44.5 | 44.5 | 44.5 | 44.5 | 49.8 | 49.8 | 49.8 | 49.8 | 49.8 | 45.1 | 45.1 | 45.1 | 45.1 | 45.1 | 45.4 | 45.4 | 45.4 | 45.4 | 45.4
BEACHWOOD POWER STATION U8 |  | BCH_UNIT8 | GT | GAS | OPER | CONV | BRAZORIA | COASTAL | 2024-12-13 | 60.5 | 44.5 | 44.5 | 44.5 | 44.5 | 44.5 | 49.8 | 49.8 | 49.8 | 49.8 | 49.8 | 45.1 | 45.1 | 45.1 | 45.1 | 45.1 | 45.4 | 45.4 | 45.4 | 45.4 | 45.4
BOSQUE ENERGY CENTER CTG 1 |  | BOSQUESW_BSQSU_1 | CC | GAS | OPER | CONV | BOSQUE | NORTH | 2000-06-01 | 188.7 | 143 | 143 | 143 | 143 | 143 | 170.9 | 170.9 | 170.9 | 170.9 | 170.9 | 161.8 | 161.8 | 161.8 | 161.8 | 161.8 | 160.5 | 160.5 | 160.5 | 160.5 | 160.5
BOSQUE ENERGY CENTER CTG 2 |  | BOSQUESW_BSQSU_2 | CC | GAS | OPER | CONV | BOSQUE | NORTH | 2000-06-01 | 188.7 | 143 | 143 | 143 | 143 | 143 | 170.9 | 170.9 | 170.9 | 170.9 | 170.9 | 161.8 | 161.8 | 161.8 | 161.8 | 161.8 | 160.5 | 160.5 | 160.5 | 160.5 | 160.5
BOSQUE ENERGY CENTER CTG 3 |  | BOSQUESW_BSQSU_3 | CC | GAS | OPER | CONV | BOSQUE | NORTH | 2001-06-01 | 188.7 | 145 | 145 | 145 | 145 | 145 | 168.5 | 168.5 | 168.5 | 168.5 | 168.5 | 160.6 | 160.6 | 160.6 | 160.6 | 160.6 | 159.5 | 159.5 | 159.5 | 159.5 | 159.5
BOSQUE ENERGY CENTER STG 4 |  | BOSQUESW_BSQSU_4 | CC | GAS | OPER | CONV | BOSQUE | NORTH | 2001-06-01 | 94.95 | 79.5 | 79.5 | 79.5 | 79.5 | 79.5 | 85.2 | 85.2 | 85.2 | 85.2 | 85.2 | 83.6 | 83.6 | 83.6 | 83.6 | 83.6 | 83.3 | 83.3 | 83.3 | 83.3 | 83.3
BOSQUE ENERGY CENTER STG 5 |  | BOSQUESW_BSQSU_5 | CC | GAS | OPER | CONV | BOSQUE | NORTH | 2009-03-01 | 254.15 | 213.5 | 213.5 | 213.5 | 213.5 | 213.5 | 226.7 | 226.7 | 226.7 | 226.7 | 226.7 | 222.4 | 222.4 | 222.4 | 222.4 | 222.4 | 221.5 | 221.5 | 221.5 | 221.5 | 221.5
BRAZOS VALLEY CTG 1 |  | BVE_UNIT1 | CC | GAS | OPER | CONV | FORT BEND | HOUSTON | 2003-01-21 | 198.9 | 149.7 | 149.7 | 149.7 | 149.7 | 149.7 | 168 | 168 | 168 | 168 | 168 | 169 | 169 | 169 | 169 | 169 | 168 | 168 | 168 | 168 | 168
BRAZOS VALLEY CTG 2 |  | BVE_UNIT2 | CC | GAS | OPER | CONV | FORT BEND | HOUSTON | 2003-01-21 | 198.9 | 149.7 | 149.7 | 149.7 | 149.7 | 149.7 | 168 | 168 | 168 | 168 | 168 | 169 | 169 | 169 | 169 | 169 | 168 | 168 | 168 | 168 | 168
BRAZOS VALLEY STG 3 |  | BVE_UNIT3 | CC | GAS | OPER | CONV | FORT BEND | HOUSTON | 2003-01-21 | 275.57 | 257.9 | 257.9 | 257.9 | 257.9 | 257.9 | 270 | 270 | 270 | 270 | 270 | 270 | 270 | 270 | 270 | 270 | 270 | 270 | 270 | 270 | 270
BROTMAN POWER STATION U1 |  | BTM_UNIT1 | GT | GAS | OPER | CONV | BRAZORIA | COASTAL | 2023-06-29 | 60.5 | 44.6 | 44.6 | 44.6 | 44.6 | 44.6 | 49.8 | 49.8 | 49.8 | 49.8 | 49.8 | 45.1 | 45.1 | 45.1 | 45.1 | 45.1 | 45.5 | 45.5 | 45.5 | 45.5 | 45.5
BROTMAN POWER STATION U2 |  | BTM_UNIT2 | GT | GAS | OPER | CONV | BRAZORIA | COASTAL | 2023-06-29 | 60.5 | 44.6 | 44.6 | 44.6 | 44.6 | 44.6 | 49.8 | 49.8 | 49.8 | 49.8 | 49.8 | 45.1 | 45.1 | 45.1 | 45.1 | 45.1 | 45.5 | 45.5 | 45.5 | 45.5 | 45.5
BROTMAN POWER STATION U3 |  | BTM_UNIT3 | GT | GAS | OPER | CONV | BRAZORIA | COASTAL | 2023-06-29 | 60.5 | 44.6 | 44.6 | 44.6 | 44.6 | 44.6 | 49.8 | 49.8 | 49.8 | 49.8 | 49.8 | 45.1 | 45.1 | 45.1 | 45.1 | 45.1 | 45.5 | 45.5 | 45.5 | 45.5 | 45.5
BROTMAN POWER STATION U4 |  | BTM_UNIT4 | GT | GAS | OPER | CONV | BRAZORIA | COASTAL | 2023-06-29 | 60.5 | 44.6 | 44.6 | 44.6 | 44.6 | 44.6 | 49.8 | 49.8 | 49.8 | 49.8 | 49.8 | 45.1 | 45.1 | 45.1 | 45.1 | 45.1 | 45.5 | 45.5 | 45.5 | 45.5 | 45.5
BROTMAN POWER STATION U5 |  | BTM_UNIT5 | GT | GAS | OPER | CONV | BRAZORIA | COASTAL | 2023-06-29 | 60.5 | 44.6 | 44.6 | 44.6 | 44.6 | 44.6 | 49.8 | 49.8 | 49.8 | 49.8 | 49.8 | 45.1 | 45.1 | 45.1 | 45.1 | 45.1 | 45.5 | 45.5 | 45.5 | 45.5 | 45.5
BROTMAN POWER STATION U6 |  | BTM_UNIT6 | GT | GAS | OPER | CONV | BRAZORIA | COASTAL | 2023-06-29 | 60.5 | 44.6 | 44.6 | 44.6 | 44.6 | 44.6 | 49.8 | 49.8 | 49.8 | 49.8 | 49.8 | 45.1 | 45.1 | 45.1 | 45.1 | 45.1 | 45.5 | 45.5 | 45.5 | 45.5 | 45.5
BROTMAN POWER STATION U7 |  | BTM_UNIT7 | GT | GAS | OPER | CONV | BRAZORIA | COASTAL | 2023-10-23 | 60.5 | 41.3 | 41.3 | 41.3 | 41.3 | 41.3 | 46.5 | 46.5 | 46.5 | 46.5 | 46.5 | 42 | 42 | 42 | 42 | 42 | 42.2 | 42.2 | 42.2 | 42.2 | 42.2
BROTMAN POWER STATION U8 |  | BTM_UNIT8 | GT | GAS | OPER | CONV | BRAZORIA | COASTAL | 2023-10-23 | 60.5 | 44 | 44 | 44 | 44 | 44 | 49.8 | 49.8 | 49.8 | 49.8 | 49.8 | 45.1 | 45.1 | 45.1 | 45.1 | 45.1 | 45.2 | 45.2 | 45.2 | 45.2 | 45.2
CALENERGY-FALCON SEABOARD CTG 1 |  | FLCNS_UNIT1 | GT | GAS | OPER | CONV | HOWARD | WEST | 1987-07-20 | 75 | 62 | 62 | 62 | 62 | 62 | 70 | 70 | 70 | 70 | 70 | 70 | 70 | 70 | 70 | 70 | 70 | 70 | 70 | 70 | 70
CALENERGY-FALCON SEABOARD CTG 2 |  | FLCNS_UNIT2 | GT | GAS | OPER | CONV | HOWARD | WEST | 1987-07-21 | 75 | 62 | 62 | 62 | 62 | 62 | 70 | 70 | 70 | 70 | 70 | 70 | 70 | 70 | 70 | 70 | 70 | 70 | 70 | 70 | 70
CALHOUN (PORT COMFORT) CTG 1 |  | CALHOUN_UNIT1 | GT | GAS | OPER | CONV | CALHOUN | COASTAL | 2017-10-03 | 60.5 | 42 | 42 | 42 | 42 | 42 | 46 | 46 | 46 | 46 | 46 | 44 | 44 | 44 | 44 | 44 | 44 | 44 | 44 | 44 | 44
CALHOUN (PORT COMFORT) CTG 2 |  | CALHOUN_UNIT2 | GT | GAS | OPER | CONV | CALHOUN | COASTAL | 2017-10-03 | 60.5 | 42 | 42 | 42 | 42 | 42 | 46 | 46 | 46 | 46 | 46 | 44 | 44 | 44 | 44 | 44 | 44 | 44 | 44 | 44 | 44
CASTLEMAN CHAMON CTG 1 |  | CHAMON_CTG_0101 | GT | GAS | OPER | CONV | HARRIS | HOUSTON | 2017-10-24 | 60.5 | 46 | 46 | 46 | 46 | 46 | 46 | 46 | 46 | 46 | 46 | 46 | 46 | 46 | 46 | 46 | 46 | 46 | 46 | 46 | 46
CASTLEMAN CHAMON CTG 2 |  | CHAMON_CTG_0301 | GT | GAS | OPER | CONV | HARRIS | HOUSTON | 2017-10-24 | 60.5 | 46 | 46 | 46 | 46 | 46 | 46 | 46 | 46 | 46 | 46 | 46 | 46 | 46 | 46 | 46 | 46 | 46 | 46 | 46 | 46
CEDAR BAYOU 4 CTG 1 |  | CBY4_CT41 | CC | GAS | OPER | CONV | CHAMBERS | HOUSTON | 2009-03-09 | 205 | 155 | 155 | 155 | 155 | 155 | 178 | 178 | 178 | 178 | 178 | 157 | 157 | 157 | 157 | 157 | 158 | 158 | 158 | 158 | 158
CEDAR BAYOU 4 CTG 2 |  | CBY4_CT42 | CC | GAS | OPER | CONV | CHAMBERS | HOUSTON | 2009-03-09 | 205 | 155 | 155 | 155 | 155 | 155 | 178 | 178 | 178 | 178 | 178 | 157 | 157 | 157 | 157 | 157 | 158 | 158 | 158 | 158 | 158
CEDAR BAYOU 4 STG |  | CBY4_ST04 | CC | GAS | OPER | CONV | CHAMBERS | HOUSTON | 2009-03-09 | 205 | 169 | 169 | 169 | 169 | 169 | 185 | 185 | 185 | 185 | 185 | 173 | 173 | 173 | 173 | 173 | 178 | 178 | 178 | 178 | 178
CEDAR BAYOU STG 1 |  | CBY_CBY_G1 | ST | GAS | OPER | CONV | CHAMBERS | HOUSTON | 1970-12-11 | 765 | 746 | 746 | 746 | 746 | 746 | 746 | 746 | 746 | 746 | 746 | 746 | 746 | 746 | 746 | 746 | 746 | 746 | 746 | 746 | 746
CEDAR BAYOU STG 2 |  | CBY_CBY_G2 | ST | GAS | OPER | CONV | CHAMBERS | HOUSTON | 1972-03-15 | 765 | 749 | 749 | 749 | 749 | 749 | 749 | 749 | 749 | 749 | 749 | 749 | 749 | 749 | 749 | 749 | 749 | 749 | 749 | 749 | 749
COLORADO BEND ENERGY CENTER CTG 1 |  | CBEC_GT1 | CC | GAS | OPER | CONV | WHARTON | SOUTH | 2007-04-04 | 86.5 | 81.5 | 81.5 | 81.5 | 81.5 | 81.5 | 85 | 85 | 85 | 85 | 85 | 83.2 | 83.2 | 83.2 | 83.2 | 83.2 | 84 | 84 | 84 | 84 | 84
COLORADO BEND ENERGY CENTER CTG 2 |  | CBEC_GT2 | CC | GAS | OPER | CONV | WHARTON | SOUTH | 2007-04-04 | 86.5 | 74.8 | 74.8 | 74.8 | 74.8 | 74.8 | 79.6 | 79.6 | 79.6 | 79.6 | 79.6 | 76.2 | 76.2 | 76.2 | 76.2 | 76.2 | 76.9 | 76.9 | 76.9 | 76.9 | 76.9
COLORADO BEND ENERGY CENTER CTG 3 |  | CBEC_GT3 | CC | GAS | OPER | CONV | WHARTON | SOUTH | 2008-06-01 | 86.5 | 82.1 | 82.1 | 82.1 | 82.1 | 82.1 | 85 | 85 | 85 | 85 | 85 | 83.6 | 83.6 | 83.6 | 83.6 | 83.6 | 84.4 | 84.4 | 84.4 | 84.4 | 84.4
COLORADO BEND ENERGY CENTER CTG 4 |  | CBEC_GT4 | CC | GAS | OPER | CONV | WHARTON | SOUTH | 2008-06-01 | 86.5 | 75.9 | 75.9 | 75.9 | 75.9 | 75.9 | 77.9 | 77.9 | 77.9 | 77.9 | 77.9 | 77.1 | 77.1 | 77.1 | 77.1 | 77.1 | 77.8 | 77.8 | 77.8 | 77.8 | 77.8
COLORADO BEND ENERGY CENTER STG 1 |  | CBEC_STG1 | CC | GAS | OPER | CONV | WHARTON | SOUTH | 2007-04-04 | 105 | 103.2 | 103.2 | 103.2 | 103.2 | 103.2 | 105 | 105 | 105 | 105 | 105 | 103.7 | 103.7 | 103.7 | 103.7 | 103.7 | 103.7 | 103.7 | 103.7 | 103.7 | 103.7
COLORADO BEND ENERGY CENTER STG 2 |  | CBEC_STG2 | CC | GAS | OPER | CONV | WHARTON | SOUTH | 2008-06-01 | 108.8 | 107.6 | 107.6 | 107.6 | 107.6 | 107.6 | 108 | 108 | 108 | 108 | 108 | 107.9 | 107.9 | 107.9 | 107.9 | 107.9 | 108 | 108 | 108 | 108 | 108
COLORADO BEND II CTG 7 |  | CBECII_CT7 | CC | GAS | OPER | CONV | WHARTON | SOUTH | 2017-06-23 | 360.9 | 329.3 | 329.3 | 329.3 | 329.3 | 329.3 | 360.2 | 360.2 | 360.2 | 360.2 | 360.2 | 332.1 | 332.1 | 332.1 | 332.1 | 332.1 | 332.5 | 332.5 | 332.5 | 332.5 | 332.5
COLORADO BEND II CTG 8 |  | CBECII_CT8 | CC | GAS | OPER | CONV | WHARTON | SOUTH | 2017-06-23 | 360.9 | 335 | 335 | 335 | 335 | 335 | 359.6 | 359.6 | 359.6 | 359.6 | 359.6 | 337.8 | 337.8 | 337.8 | 337.8 | 337.8 | 338.2 | 338.2 | 338.2 | 338.2 | 338.2
COLORADO BEND II STG 9 |  | CBECII_STG9 | CC | GAS | OPER | CONV | WHARTON | SOUTH | 2017-06-23 | 508.5 | 478.4 | 478.4 | 478.4 | 478.4 | 478.4 | 490.5 | 490.5 | 490.5 | 490.5 | 490.5 | 482.3 | 482.3 | 482.3 | 482.3 | 482.3 | 482.8 | 482.8 | 482.8 | 482.8 | 482.8
COLORADO BEND ENERGY CENTER CTG 11 |  | CBEC_GT11 | GT | GAS | OPER | CONV | WHARTON | SOUTH | 2023-05-31 | 41.65 | 39 | 39 | 39 | 39 | 39 | 39 | 39 | 39 | 39 | 39 | 39 | 39 | 39 | 39 | 39 | 39 | 39 | 39 | 39 | 39
COLORADO BEND ENERGY CENTER CTG 12 |  | CBEC_GT12 | GT | GAS | OPER | CONV | WHARTON | SOUTH | 2023-05-31 | 41.65 | 39 | 39 | 39 | 39 | 39 | 39 | 39 | 39 | 39 | 39 | 39 | 39 | 39 | 39 | 39 | 39 | 39 | 39 | 39 | 39
CVC CHANNELVIEW CTG 1 |  | CVC_CVC_G1 | CC | GAS | OPER | CONV | HARRIS | HOUSTON | 2002-06-30 | 192.1 | 169 | 169 | 169 | 169 | 169 | 185 | 185 | 185 | 185 | 185 | 181 | 181 | 181 | 181 | 181 | 168 | 168 | 168 | 168 | 168
CVC CHANNELVIEW CTG 2 |  | CVC_CVC_G2 | CC | GAS | OPER | CONV | HARRIS | HOUSTON | 2002-06-30 | 192.1 | 165 | 165 | 165 | 165 | 165 | 182 | 182 | 182 | 182 | 182 | 178 | 178 | 178 | 178 | 178 | 163 | 163 | 163 | 163 | 163
CVC CHANNELVIEW CTG 3 |  | CVC_CVC_G3 | CC | GAS | OPER | CONV | HARRIS | HOUSTON | 2002-06-30 | 192.1 | 165 | 165 | 165 | 165 | 165 | 181 | 181 | 181 | 181 | 181 | 178 | 178 | 178 | 178 | 178 | 163 | 163 | 163 | 163 | 163
CVC CHANNELVIEW STG 5 |  | CVC_CVC_G5 | CC | GAS | OPER | CONV | HARRIS | HOUSTON | 2002-06-30 | 150 | 144 | 144 | 144 | 144 | 144 | 144 | 144 | 144 | 144 | 144 | 144 | 144 | 144 | 144 | 144 | 128 | 128 | 128 | 128 | 128
DANSBY CTG 2 |  | DANSBY_DANSBYG2 | GT | GAS | OPER | CONV | BRAZOS | NORTH | 2004-02-01 | 48 | 45 | 45 | 45 | 45 | 45 | 48 | 48 | 48 | 48 | 48 | 46.5 | 46.5 | 46.5 | 46.5 | 46.5 | 46.5 | 46.5 | 46.5 | 46.5 | 46.5
DANSBY CTG 3 |  | DANSBY_DANSBYG3 | GT | GAS | OPER | CONV | BRAZOS | NORTH | 2010-01-11 | 50 | 47 | 47 | 47 | 47 | 47 | 50 | 50 | 50 | 50 | 50 | 48.5 | 48.5 | 48.5 | 48.5 | 48.5 | 48.5 | 48.5 | 48.5 | 48.5 | 48.5
DANSBY STG 1 |  | DANSBY_DANSBYG1 | ST | GAS | OPER | CONV | BRAZOS | NORTH | 1978-09-01 | 120 | 107 | 107 | 107 | 107 | 107 | 110 | 110 | 110 | 110 | 110 | 108.5 | 108.5 | 108.5 | 108.5 | 108.5 | 108.5 | 108.5 | 108.5 | 108.5 | 108.5
DECKER CREEK CTG 1 |  | DECKER_DPGT_1 | GT | GAS | OPER | CONV | TRAVIS | SOUTH | 1989-01-30 | 56.7 | 48 | 48 | 48 | 48 | 48 | 54 | 54 | 54 | 54 | 54 | 50 | 50 | 50 | 50 | 50 | 49 | 49 | 49 | 49 | 49
DECKER CREEK CTG 2 |  | DECKER_DPGT_2 | GT | GAS | OPER | CONV | TRAVIS | SOUTH | 1989-01-30 | 56.7 | 48 | 48 | 48 | 48 | 48 | 54 | 54 | 54 | 54 | 54 | 50 | 50 | 50 | 50 | 50 | 49 | 49 | 49 | 49 | 49
DECKER CREEK CTG 3 |  | DECKER_DPGT_3 | GT | GAS | OPER | CONV | TRAVIS | SOUTH | 1989-01-30 | 56.7 | 48 | 48 | 48 | 48 | 48 | 54 | 54 | 54 | 54 | 54 | 50 | 50 | 50 | 50 | 50 | 49 | 49 | 49 | 49 | 49
DECKER CREEK CTG 4 |  | DECKER_DPGT_4 | GT | GAS | OPER | CONV | TRAVIS | SOUTH | 1989-01-30 | 56.7 | 48 | 48 | 48 | 48 | 48 | 54 | 54 | 54 | 54 | 54 | 50 | 50 | 50 | 50 | 50 | 49 | 49 | 49 | 49 | 49
DECORDOVA CTG 1 |  | DCSES_CT10 | GT | GAS | OPER | CONV | HOOD | NORTH | 1990-03-01 | 89.48 | 69 | 69 | 69 | 69 | 69 | 88 | 88 | 88 | 88 | 88 | 71 | 71 | 71 | 71 | 71 | 72 | 72 | 72 | 72 | 72
DECORDOVA CTG 2 |  | DCSES_CT20 | GT | GAS | OPER | CONV | HOOD | NORTH | 1990-03-01 | 89.48 | 69 | 69 | 69 | 69 | 69 | 87 | 87 | 87 | 87 | 87 | 70 | 70 | 70 | 70 | 70 | 71 | 71 | 71 | 71 | 71
DECORDOVA CTG 3 |  | DCSES_CT30 | GT | GAS | OPER | CONV | HOOD | NORTH | 1990-03-01 | 89.48 | 68 | 68 | 68 | 68 | 68 | 86 | 86 | 86 | 86 | 86 | 70 | 70 | 70 | 70 | 70 | 70 | 70 | 70 | 70 | 70
DECORDOVA CTG 4 |  | DCSES_CT40 | GT | GAS | OPER | CONV | HOOD | NORTH | 1990-03-01 | 89.48 | 69 | 69 | 69 | 69 | 69 | 86 | 86 | 86 | 86 | 86 | 71 | 71 | 71 | 71 | 71 | 71 | 71 | 71 | 71 | 71
DEER PARK ENERGY CENTER CTG 1 |  | DDPEC_GT1 | CC | GAS | OPER | CONV | HARRIS | HOUSTON | 2002-11-10 | 203 | 172 | 172 | 172 | 172 | 172 | 203 | 203 | 203 | 203 | 203 | 190 | 190 | 190 | 190 | 190 | 194 | 194 | 194 | 194 | 194
DEER PARK ENERGY CENTER CTG 2 |  | DDPEC_GT2 | CC | GAS | OPER | CONV | HARRIS | HOUSTON | 2002-11-10 | 215 | 182 | 182 | 182 | 182 | 182 | 215 | 215 | 215 | 215 | 215 | 202 | 202 | 202 | 202 | 202 | 206 | 206 | 206 | 206 | 206
DEER PARK ENERGY CENTER CTG 3 |  | DDPEC_GT3 | CC | GAS | OPER | CONV | HARRIS | HOUSTON | 2002-11-10 | 203 | 172 | 172 | 172 | 172 | 172 | 203 | 203 | 203 | 203 | 203 | 190 | 190 | 190 | 190 | 190 | 194 | 194 | 194 | 194 | 194
DEER PARK ENERGY CENTER CTG 4 |  | DDPEC_GT4 | CC | GAS | OPER | CONV | HARRIS | HOUSTON | 2002-11-10 | 215 | 182 | 182 | 182 | 182 | 182 | 215 | 215 | 215 | 215 | 215 | 202 | 202 | 202 | 202 | 202 | 206 | 206 | 206 | 206 | 206
DEER PARK ENERGY CENTER CTG 6 |  | DDPEC_GT6 | CC | GAS | OPER | CONV | HARRIS | HOUSTON | 2014-06-11 | 199 | 156 | 156 | 156 | 156 | 156 | 190 | 190 | 190 | 190 | 190 | 174 | 174 | 174 | 174 | 174 | 179 | 179 | 179 | 179 | 179
DEER PARK ENERGY CENTER STG 1 |  | DDPEC_ST1 | CC | GAS | OPER | CONV | HARRIS | HOUSTON | 2002-11-10 | 290 | 287 | 287 | 287 | 287 | 287 | 290 | 290 | 290 | 290 | 290 | 290 | 290 | 290 | 290 | 290 | 290 | 290 | 290 | 290 | 290
DENTON ENERGY CENTER IC A |  | DEC_AGR_A | IC | GAS | OPER | CONV | DENTON | NORTH | 2018-07-11 | 56.5 | 56.5 | 56.5 | 56.5 | 56.5 | 56.5 | 56.5 | 56.5 | 56.5 | 56.5 | 56.5 | 56.5 | 56.5 | 56.5 | 56.5 | 56.5 | 56.5 | 56.5 | 56.5 | 56.5 | 56.5
DENTON ENERGY CENTER IC B |  | DEC_AGR_B | IC | GAS | OPER | CONV | DENTON | NORTH | 2018-07-11 | 56.5 | 56.5 | 56.5 | 56.5 | 56.5 | 56.5 | 56.5 | 56.5 | 56.5 | 56.5 | 56.5 | 56.5 | 56.5 | 56.5 | 56.5 | 56.5 | 56.5 | 56.5 | 56.5 | 56.5 | 56.5
DENTON ENERGY CENTER IC C |  | DEC_AGR_C | IC | GAS | OPER | CONV | DENTON | NORTH | 2018-07-11 | 56.5 | 56.5 | 56.5 | 56.5 | 56.5 | 56.5 | 56.5 | 56.5 | 56.5 | 56.5 | 56.5 | 56.5 | 56.5 | 56.5 | 56.5 | 56.5 | 56.5 | 56.5 | 56.5 | 56.5 | 56.5
DENTON ENERGY CENTER IC D |  | DEC_AGR_D | IC | GAS | OPER | CONV | DENTON | NORTH | 2018-07-11 | 56.5 | 56.5 | 56.5 | 56.5 | 56.5 | 56.5 | 56.5 | 56.5 | 56.5 | 56.5 | 56.5 | 56.5 | 56.5 | 56.5 | 56.5 | 56.5 | 56.5 | 56.5 | 56.5 | 56.5 | 56.5
ECTOR COUNTY ENERGY CTG 1 |  | ECEC_G1 | GT | GAS | OPER | CONV | ECTOR | WEST | 2015-07-25 | 181 | 181 | 181 | 181 | 181 | 181 | 170.4 | 170.4 | 170.4 | 170.4 | 170.4 | 181 | 181 | 181 | 181 | 181 | 181 | 181 | 181 | 181 | 181
ECTOR COUNTY ENERGY CTG 2 |  | ECEC_G2 | GT | GAS | OPER | CONV | ECTOR | WEST | 2015-07-25 | 181 | 181 | 181 | 181 | 181 | 181 | 170.4 | 170.4 | 170.4 | 170.4 | 170.4 | 181 | 181 | 181 | 181 | 181 | 181 | 181 | 181 | 181 | 181
ENNIS POWER STATION CTG 2 |  | ETCCS_CT1 | CC | GAS | OPER | CONV | ELLIS | NORTH | 2002-01-01 | 260 | 204 | 204 | 204 | 204 | 204 | 245 | 245 | 245 | 245 | 245 | 209 | 209 | 209 | 209 | 209 | 212 | 212 | 212 | 212 | 212
ENNIS POWER STATION STG 1 |  | ETCCS_UNIT1 | CC | GAS | OPER | CONV | ELLIS | NORTH | 2002-01-01 | 140 | 115 | 115 | 115 | 115 | 115 | 116 | 116 | 116 | 116 | 116 | 116 | 116 | 116 | 116 | 116 | 117 | 117 | 117 | 117 | 117
EXTEX LAPORTE GEN STN CTG 1 |  | AZ_AZ_G1 | GT | GAS | OPER | CONV | HARRIS | HOUSTON | 2009-11-30 | 40 | 36 | 36 | 36 | 36 | 36 | 40 | 40 | 40 | 40 | 40 | 36 | 36 | 36 | 36 | 36 | 38 | 38 | 38 | 38 | 38
EXTEX LAPORTE GEN STN CTG 2 |  | AZ_AZ_G2 | GT | GAS | OPER | CONV | HARRIS | HOUSTON | 2009-11-30 | 40 | 36 | 36 | 36 | 36 | 36 | 40 | 40 | 40 | 40 | 40 | 36 | 36 | 36 | 36 | 36 | 38 | 38 | 38 | 38 | 38
EXTEX LAPORTE GEN STN CTG 3 |  | AZ_AZ_G3 | GT | GAS | OPER | CONV | HARRIS | HOUSTON | 2009-11-30 | 40 | 36 | 36 | 36 | 36 | 36 | 40 | 40 | 40 | 40 | 40 | 36 | 36 | 36 | 36 | 36 | 38 | 38 | 38 | 38 | 38
EXTEX LAPORTE GEN STN CTG 4 |  | AZ_AZ_G4 | GT | GAS | OPER | CONV | HARRIS | HOUSTON | 2009-11-30 | 40 | 36 | 36 | 36 | 36 | 36 | 40 | 40 | 40 | 40 | 40 | 36 | 36 | 36 | 36 | 36 | 38 | 38 | 38 | 38 | 38
FERGUSON REPLACEMENT CTG 1 |  | FERGCC_FERGGT1 | CC | GAS | OPER | CONV | LLANO | SOUTH | 2014-08-12 | 185.3 | 169 | 169 | 169 | 169 | 169 | 180 | 180 | 180 | 180 | 180 | 176 | 176 | 176 | 176 | 176 | 173 | 173 | 173 | 173 | 173
FERGUSON REPLACEMENT CTG 2 |  | FERGCC_FERGGT2 | CC | GAS | OPER | CONV | LLANO | SOUTH | 2014-08-12 | 185.3 | 169 | 169 | 169 | 169 | 169 | 180 | 180 | 180 | 180 | 180 | 176 | 176 | 176 | 176 | 176 | 173 | 173 | 173 | 173 | 173
FERGUSON REPLACEMENT STG 1 |  | FERGCC_FERGST1 | CC | GAS | OPER | CONV | LLANO | SOUTH | 2014-08-12 | 204 | 182 | 182 | 182 | 182 | 182 | 194 | 194 | 194 | 194 | 194 | 189 | 189 | 189 | 189 | 189 | 186 | 186 | 186 | 186 | 186
FORNEY ENERGY CENTER CTG 11 |  | FRNYPP_GT11 | CC | GAS | OPER | CONV | KAUFMAN | NORTH | 2003-02-01 | 196.7 | 165 | 165 | 165 | 165 | 165 | 195 | 195 | 195 | 195 | 195 | 167 | 167 | 167 | 167 | 167 | 169 | 169 | 169 | 169 | 169
FORNEY ENERGY CENTER CTG 12 |  | FRNYPP_GT12 | CC | GAS | OPER | CONV | KAUFMAN | NORTH | 2003-02-01 | 196.7 | 157 | 157 | 157 | 157 | 157 | 185 | 185 | 185 | 185 | 185 | 159 | 159 | 159 | 159 | 159 | 161 | 161 | 161 | 161 | 161
FORNEY ENERGY CENTER CTG 13 |  | FRNYPP_GT13 | CC | GAS | OPER | CONV | KAUFMAN | NORTH | 2003-02-01 | 196.7 | 157 | 157 | 157 | 157 | 157 | 185 | 185 | 185 | 185 | 185 | 159 | 159 | 159 | 159 | 159 | 161 | 161 | 161 | 161 | 161
FORNEY ENERGY CENTER CTG 21 |  | FRNYPP_GT21 | CC | GAS | OPER | CONV | KAUFMAN | NORTH | 2003-02-01 | 196.7 | 165 | 165 | 165 | 165 | 165 | 195 | 195 | 195 | 195 | 195 | 167 | 167 | 167 | 167 | 167 | 169 | 169 | 169 | 169 | 169
FORNEY ENERGY CENTER CTG 22 |  | FRNYPP_GT22 | CC | GAS | OPER | CONV | KAUFMAN | NORTH | 2003-02-01 | 196.7 | 157 | 157 | 157 | 157 | 157 | 185 | 185 | 185 | 185 | 185 | 159 | 159 | 159 | 159 | 159 | 161 | 161 | 161 | 161 | 161
FORNEY ENERGY CENTER CTG 23 |  | FRNYPP_GT23 | CC | GAS | OPER | CONV | KAUFMAN | NORTH | 2003-02-01 | 196.7 | 157 | 157 | 157 | 157 | 157 | 185 | 185 | 185 | 185 | 185 | 159 | 159 | 159 | 159 | 159 | 161 | 161 | 161 | 161 | 161
FORNEY ENERGY CENTER STG 10 |  | FRNYPP_ST10 | CC | GAS | OPER | CONV | KAUFMAN | NORTH | 2003-02-01 | 422 | 406 | 406 | 406 | 406 | 406 | 418 | 418 | 418 | 418 | 418 | 408 | 408 | 408 | 408 | 408 | 409 | 409 | 409 | 409 | 409
FORNEY ENERGY CENTER STG 20 |  | FRNYPP_ST20 | CC | GAS | OPER | CONV | KAUFMAN | NORTH | 2003-02-01 | 422 | 406 | 406 | 406 | 406 | 406 | 418 | 418 | 418 | 418 | 418 | 408 | 408 | 408 | 408 | 408 | 409 | 409 | 409 | 409 | 409
FREESTONE ENERGY CENTER CTG 1 |  | FREC_GT1 | CC | GAS | OPER | CONV | FREESTONE | NORTH | 2002-06-01 | 179.35 | 147 | 147 | 147 | 147 | 147 | 160.7 | 160.7 | 160.7 | 160.7 | 160.7 | 156.2 | 156.2 | 156.2 | 156.2 | 156.2 | 155.2 | 155.2 | 155.2 | 155.2 | 155.2
FREESTONE ENERGY CENTER CTG 2 |  | FREC_GT2 | CC | GAS | OPER | CONV | FREESTONE | NORTH | 2002-06-01 | 179.35 | 147 | 147 | 147 | 147 | 147 | 160.7 | 160.7 | 160.7 | 160.7 | 160.7 | 156.2 | 156.2 | 156.2 | 156.2 | 156.2 | 155.2 | 155.2 | 155.2 | 155.2 | 155.2
FREESTONE ENERGY CENTER CTG 4 |  | FREC_GT4 | CC | GAS | OPER | CONV | FREESTONE | NORTH | 2002-04-01 | 179.35 | 145 | 145 | 145 | 145 | 145 | 161.1 | 161.1 | 161.1 | 161.1 | 161.1 | 156.5 | 156.5 | 156.5 | 156.5 | 156.5 | 155.4 | 155.4 | 155.4 | 155.4 | 155.4
FREESTONE ENERGY CENTER CTG 5 |  | FREC_GT5 | CC | GAS | OPER | CONV | FREESTONE | NORTH | 2002-04-01 | 179.35 | 145 | 145 | 145 | 145 | 145 | 161.1 | 161.1 | 161.1 | 161.1 | 161.1 | 156.5 | 156.5 | 156.5 | 156.5 | 156.5 | 155.4 | 155.4 | 155.4 | 155.4 | 155.4
FREESTONE ENERGY CENTER STG 3 |  | FREC_ST3 | CC | GAS | OPER | CONV | FREESTONE | NORTH | 2002-06-01 | 190.74 | 169 | 169 | 169 | 169 | 169 | 179.8 | 179.8 | 179.8 | 179.8 | 179.8 | 178 | 178 | 178 | 178 | 178 | 177.6 | 177.6 | 177.6 | 177.6 | 177.6
FREESTONE ENERGY CENTER STG 6 |  | FREC_ST6 | CC | GAS | OPER | CONV | FREESTONE | NORTH | 2002-04-01 | 190.74 | 168 | 168 | 168 | 168 | 168 | 179.7 | 179.7 | 179.7 | 179.7 | 179.7 | 177.1 | 177.1 | 177.1 | 177.1 | 177.1 | 176.5 | 176.5 | 176.5 | 176.5 | 176.5
FRIENDSWOOD G CTG 1 (FORMERLY TEJAS POWER GENERATION) |  | FEGC_UNIT1 | GT | GAS | OPER | CONV | HARRIS | HOUSTON | 2018-11-08 | 129 | 119 | 119 | 119 | 119 | 119 | 119 | 119 | 119 | 119 | 119 | 119 | 119 | 119 | 119 | 119 | 119 | 119 | 119 | 119 | 119
FRONTERA ENERGY CENTER CTG 1 |  | FRONT_EC_CT1 | CC | GAS | OPER | CONV | HIDALGO | SOUTH | 2023-08-23 | 177 | 177 | 177 | 177 | 177 | 177 | 177 | 177 | 177 | 177 | 177 | 177 | 177 | 177 | 177 | 177 | 177 | 177 | 177 | 177 | 177
FRONTERA ENERGY CENTER CTG 2 |  | FRONT_EC_CT2 | CC | GAS | OPER | CONV | HIDALGO | SOUTH | 2023-08-23 | 177 | 177 | 177 | 177 | 177 | 177 | 177 | 177 | 177 | 177 | 177 | 177 | 177 | 177 | 177 | 177 | 177 | 177 | 177 | 177 | 177
FRONTERA ENERGY CENTER STG |  | FRONT_EC_ST | CC | GAS | OPER | CONV | HIDALGO | SOUTH | 2023-08-23 | 184.5 | 184.5 | 184.5 | 184.5 | 184.5 | 184.5 | 184.5 | 184.5 | 184.5 | 184.5 | 184.5 | 184.5 | 184.5 | 184.5 | 184.5 | 184.5 | 184.5 | 184.5 | 184.5 | 184.5 | 184.5
GRAHAM STG 1 |  | GRSES_UNIT1 | ST | GAS | OPER | CONV | YOUNG | WEST | 1960-12-19 | 239 | 239 | 239 | 239 | 239 | 239 | 239 | 239 | 239 | 239 | 239 | 239 | 239 | 239 | 239 | 239 | 239 | 239 | 239 | 239 | 239
GRAHAM STG 2 |  | GRSES_UNIT2 | ST | GAS | OPER | CONV | YOUNG | WEST | 1969-06-05 | 390 | 390 | 390 | 390 | 390 | 390 | 390 | 390 | 390 | 390 | 390 | 390 | 390 | 390 | 390 | 390 | 390 | 390 | 390 | 390 | 390
GREENS BAYOU CTG 73 |  | GBY_GBYGT73 | GT | GAS | OPER | CONV | HARRIS | HOUSTON | 1976-12-16 | 72 | 57 | 57 | 57 | 57 | 57 | 67 | 67 | 67 | 67 | 67 | 58 | 58 | 58 | 58 | 58 | 58 | 58 | 58 | 58 | 58
GREENS BAYOU CTG 74 |  | GBY_GBYGT74 | GT | GAS | OPER | CONV | HARRIS | HOUSTON | 1976-12-16 | 72 | 53 | 53 | 53 | 53 | 53 | 68 | 68 | 68 | 68 | 68 | 55 | 55 | 55 | 55 | 55 | 55 | 55 | 55 | 55 | 55
GREENS BAYOU CTG 81 |  | GBY_GBYGT81 | GT | GAS | OPER | CONV | HARRIS | HOUSTON | 1976-12-16 | 72 | 53 | 53 | 53 | 53 | 53 | 69 | 69 | 69 | 69 | 69 | 56 | 56 | 56 | 56 | 56 | 55 | 55 | 55 | 55 | 55
GREENS BAYOU CTG 82 |  | GBY_GBYGT82 | GT | GAS | OPER | CONV | HARRIS | HOUSTON | 1976-12-16 | 72 | 47 | 47 | 47 | 47 | 47 | 53 | 53 | 53 | 53 | 53 | 48 | 48 | 48 | 48 | 48 | 48 | 48 | 48 | 48 | 48
GREENS BAYOU CTG 83 |  | GBY_GBYGT83 | GT | GAS | OPER | CONV | HARRIS | HOUSTON | 1976-12-16 | 72 | 61 | 61 | 61 | 61 | 61 | 72 | 72 | 72 | 72 | 72 | 63 | 63 | 63 | 63 | 63 | 63 | 63 | 63 | 63 | 63
GREENS BAYOU CTG 84 |  | GBY_GBYGT84 | GT | GAS | OPER | CONV | HARRIS | HOUSTON | 1976-12-16 | 72 | 56 | 56 | 56 | 56 | 56 | 67 | 67 | 67 | 67 | 67 | 58 | 58 | 58 | 58 | 58 | 57 | 57 | 57 | 57 | 57
GREENVILLE IC ENGINE PLANT IC 1 |  | STEAM_ENGINE_1 | IC | GAS | OPER | CONV | HUNT | NORTH | 2010-06-01 | 8.44 | 8.2 | 8.2 | 8.2 | 8.2 | 8.2 | 8.2 | 8.2 | 8.2 | 8.2 | 8.2 | 8.2 | 8.2 | 8.2 | 8.2 | 8.2 | 8.2 | 8.2 | 8.2 | 8.2 | 8.2
GREENVILLE IC ENGINE PLANT IC 2 |  | STEAM_ENGINE_2 | IC | GAS | OPER | CONV | HUNT | NORTH | 2010-06-01 | 8.44 | 8.2 | 8.2 | 8.2 | 8.2 | 8.2 | 8.2 | 8.2 | 8.2 | 8.2 | 8.2 | 8.2 | 8.2 | 8.2 | 8.2 | 8.2 | 8.2 | 8.2 | 8.2 | 8.2 | 8.2
GREENVILLE IC ENGINE PLANT IC 3 |  | STEAM_ENGINE_3 | IC | GAS | OPER | CONV | HUNT | NORTH | 2010-06-01 | 8.44 | 8.2 | 8.2 | 8.2 | 8.2 | 8.2 | 8.2 | 8.2 | 8.2 | 8.2 | 8.2 | 8.2 | 8.2 | 8.2 | 8.2 | 8.2 | 8.2 | 8.2 | 8.2 | 8.2 | 8.2
GREGORY POWER PARTNERS GT1 |  | LGE_LGE_GT1 | CC | GAS | OPER | CONV | SAN PATRICIO | COASTAL | 2000-07-15 | 185 | 145 | 145 | 145 | 145 | 145 | 165 | 165 | 165 | 165 | 165 | 152 | 152 | 152 | 152 | 152 | 152 | 152 | 152 | 152 | 152
GREGORY POWER PARTNERS GT2 |  | LGE_LGE_GT2 | CC | GAS | OPER | CONV | SAN PATRICIO | COASTAL | 2000-07-15 | 185 | 145 | 145 | 145 | 145 | 145 | 165 | 165 | 165 | 165 | 165 | 151 | 151 | 151 | 151 | 151 | 151 | 151 | 151 | 151 | 151
GREGORY POWER PARTNERS STG |  | LGE_LGE_STG | CC | GAS | OPER | CONV | SAN PATRICIO | COASTAL | 2000-07-15 | 100 | 75 | 75 | 75 | 75 | 75 | 75 | 75 | 75 | 75 | 75 | 75 | 75 | 75 | 75 | 75 | 75 | 75 | 75 | 75 | 75
GUADALUPE ENERGY CENTER CTG 1 |  | GUADG_GAS1 | CC | GAS | OPER | CONV | GUADALUPE | SOUTH | 2000-12-01 | 181 | 143 | 143 | 143 | 143 | 143 | 167 | 167 | 167 | 167 | 167 | 158 | 158 | 158 | 158 | 158 | 158 | 158 | 158 | 158 | 158
GUADALUPE ENERGY CENTER CTG 2 |  | GUADG_GAS2 | CC | GAS | OPER | CONV | GUADALUPE | SOUTH | 2000-12-01 | 181 | 143 | 143 | 143 | 143 | 143 | 167 | 167 | 167 | 167 | 167 | 158 | 158 | 158 | 158 | 158 | 158 | 158 | 158 | 158 | 158
GUADALUPE ENERGY CENTER CTG 3 |  | GUADG_GAS3 | CC | GAS | OPER | CONV | GUADALUPE | SOUTH | 2000-12-01 | 181 | 141 | 141 | 141 | 141 | 141 | 167 | 167 | 167 | 167 | 167 | 158 | 158 | 158 | 158 | 158 | 158 | 158 | 158 | 158 | 158
GUADALUPE ENERGY CENTER CTG 4 |  | GUADG_GAS4 | CC | GAS | OPER | CONV | GUADALUPE | SOUTH | 2000-12-01 | 181 | 141 | 141 | 141 | 141 | 141 | 167 | 167 | 167 | 167 | 167 | 158 | 158 | 158 | 158 | 158 | 158 | 158 | 158 | 158 | 158
GUADALUPE ENERGY CENTER STG 5 |  | GUADG_STM5 | CC | GAS | OPER | CONV | GUADALUPE | SOUTH | 2000-12-01 | 204 | 198 | 198 | 198 | 198 | 198 | 203 | 203 | 203 | 203 | 203 | 200 | 200 | 200 | 200 | 200 | 200 | 200 | 200 | 200 | 200
GUADALUPE ENERGY CENTER STG 6 |  | GUADG_STM6 | CC | GAS | OPER | CONV | GUADALUPE | SOUTH | 2000-12-01 | 204 | 198 | 198 | 198 | 198 | 198 | 203 | 203 | 203 | 203 | 203 | 200 | 200 | 200 | 200 | 200 | 200 | 200 | 200 | 200 | 200
HANDLEY STG 3 |  | HLSES_UNIT3 | ST | GAS | OPER | CONV | TARRANT | NORTH | 1963-01-01 | 395 | 375 | 375 | 375 | 375 | 375 | 375 | 375 | 375 | 375 | 375 | 375 | 375 | 375 | 375 | 375 | 375 | 375 | 375 | 375 | 375
HANDLEY STG 4 |  | HLSES_UNIT4 | ST | GAS | OPER | CONV | TARRANT | NORTH | 1976-01-01 | 435 | 435 | 435 | 435 | 435 | 435 | 435 | 435 | 435 | 435 | 435 | 435 | 435 | 435 | 435 | 435 | 435 | 435 | 435 | 435 | 435
HANDLEY STG 5 |  | HLSES_UNIT5 | ST | GAS | OPER | CONV | TARRANT | NORTH | 1977-01-01 | 435 | 435 | 435 | 435 | 435 | 435 | 435 | 435 | 435 | 435 | 435 | 435 | 435 | 435 | 435 | 435 | 435 | 435 | 435 | 435 | 435
HAYS ENERGY FACILITY CSG 1 |  | HAYSEN_HAYSENG1 | CC | GAS | OPER | CONV | HAYS | SOUTH | 2002-05-28 | 242 | 210 | 210 | 210 | 210 | 210 | 239 | 239 | 239 | 239 | 239 | 213 | 213 | 213 | 213 | 213 | 214 | 214 | 214 | 214 | 214
HAYS ENERGY FACILITY CSG 2 |  | HAYSEN_HAYSENG2 | CC | GAS | OPER | CONV | HAYS | SOUTH | 2002-04-19 | 242 | 211 | 211 | 211 | 211 | 211 | 240 | 240 | 240 | 240 | 240 | 214 | 214 | 214 | 214 | 214 | 216 | 216 | 216 | 216 | 216
HAYS ENERGY FACILITY CSG 3 |  | HAYSEN_HAYSENG3 | CC | GAS | OPER | CONV | HAYS | SOUTH | 2002-08-16 | 252 | 210 | 210 | 210 | 210 | 210 | 242 | 242 | 242 | 242 | 242 | 213 | 213 | 213 | 213 | 213 | 215 | 215 | 215 | 215 | 215
HAYS ENERGY FACILITY CSG 4 |  | HAYSEN_HAYSENG4 | CC | GAS | OPER | CONV | HAYS | SOUTH | 2002-08-15 | 252 | 213 | 213 | 213 | 213 | 213 | 243 | 243 | 243 | 243 | 243 | 216 | 216 | 216 | 216 | 216 | 218 | 218 | 218 | 218 | 218
HIDALGO ENERGY CENTER CTG 1 |  | DUKE_DUKE_GT1 | CC | GAS | OPER | CONV | HIDALGO | SOUTH | 2000-01-01 | 176.63 | 149 | 149 | 149 | 149 | 149 | 150 | 150 | 150 | 150 | 150 | 143 | 143 | 143 | 143 | 143 | 145 | 145 | 145 | 145 | 145
HIDALGO ENERGY CENTER CTG 2 |  | DUKE_DUKE_GT2 | CC | GAS | OPER | CONV | HIDALGO | SOUTH | 2000-01-01 | 176.63 | 149 | 149 | 149 | 149 | 149 | 150 | 150 | 150 | 150 | 150 | 143 | 143 | 143 | 143 | 143 | 145 | 145 | 145 | 145 | 145
HIDALGO ENERGY CENTER STG 1 |  | DUKE_DUKE_ST1 | CC | GAS | OPER | CONV | HIDALGO | SOUTH | 2000-01-01 | 198.05 | 168 | 168 | 168 | 168 | 168 | 176 | 176 | 176 | 176 | 176 | 172 | 172 | 172 | 172 | 172 | 173 | 173 | 173 | 173 | 173
JACK COUNTY GEN FACILITY CTG 1 |  | JACKCNTY_CT1 | CC | GAS | OPER | CONV | JACK | NORTH | 2006-02-01 | 198.9 | 150 | 150 | 150 | 150 | 150 | 165 | 165 | 165 | 165 | 165 | 150 | 150 | 150 | 150 | 150 | 150 | 150 | 150 | 150 | 150
JACK COUNTY GEN FACILITY CTG 2 |  | JACKCNTY_CT2 | CC | GAS | OPER | CONV | JACK | NORTH | 2006-02-01 | 198.9 | 150 | 150 | 150 | 150 | 150 | 165 | 165 | 165 | 165 | 165 | 150 | 150 | 150 | 150 | 150 | 150 | 150 | 150 | 150 | 150
JACK COUNTY GEN FACILITY CTG 3 |  | JCKCNTY2_CT3 | CC | GAS | OPER | CONV | JACK | NORTH | 2011-08-05 | 198.9 | 164 | 164 | 164 | 164 | 164 | 182 | 182 | 182 | 182 | 182 | 166 | 166 | 166 | 166 | 166 | 166 | 166 | 166 | 166 | 166
JACK COUNTY GEN FACILITY CTG 4 |  | JCKCNTY2_CT4 | CC | GAS | OPER | CONV | JACK | NORTH | 2011-08-05 | 198.9 | 164 | 164 | 164 | 164 | 164 | 182 | 182 | 182 | 182 | 182 | 166 | 166 | 166 | 166 | 166 | 166 | 166 | 166 | 166 | 166
JACK COUNTY GEN FACILITY STG 1 |  | JACKCNTY_STG | CC | GAS | OPER | CONV | JACK | NORTH | 2006-02-01 | 320.6 | 289 | 289 | 289 | 289 | 289 | 300 | 300 | 300 | 300 | 300 | 275 | 275 | 275 | 275 | 275 | 285 | 285 | 285 | 285 | 285
JACK COUNTY GEN FACILITY STG 2 |  | JCKCNTY2_ST2 | CC | GAS | OPER | CONV | JACK | NORTH | 2011-08-05 | 320.6 | 295 | 295 | 295 | 295 | 295 | 295 | 295 | 295 | 295 | 295 | 295 | 295 | 295 | 295 | 295 | 295 | 295 | 295 | 295 | 295
JOHNSON COUNTY GEN FACILITY CTG 1 |  | TEN_CT1 | CC | GAS | OPER | CONV | JOHNSON | NORTH | 1997-01-02 | 185 | 163 | 163 | 163 | 163 | 163 | 177 | 177 | 177 | 177 | 177 | 163 | 163 | 163 | 163 | 163 | 163 | 163 | 163 | 163 | 163
JOHNSON COUNTY GEN FACILITY STG 1 |  | TEN_STG | CC | GAS | OPER | CONV | JOHNSON | NORTH | 1997-01-02 | 107 | 106 | 106 | 106 | 106 | 106 | 106 | 106 | 106 | 106 | 106 | 106 | 106 | 106 | 106 | 106 | 106 | 106 | 106 | 106 | 106
LAKE HUBBARD STG 1 |  | LHSES_UNIT1 | ST | GAS | OPER | CONV | DALLAS | NORTH | 1970-06-18 | 397 | 392 | 392 | 392 | 392 | 392 | 392 | 392 | 392 | 392 | 392 | 392 | 392 | 392 | 392 | 392 | 392 | 392 | 392 | 392 | 392
LAKE HUBBARD STG 2 |  | LHSES_UNIT2A | ST | GAS | OPER | CONV | DALLAS | NORTH | 1973-11-20 | 531 | 523 | 523 | 523 | 523 | 523 | 523 | 523 | 523 | 523 | 523 | 523 | 523 | 523 | 523 | 523 | 523 | 523 | 523 | 523 | 523
LAMAR ENERGY CENTER CTG 11 |  | LPCCS_CT11 | CC | GAS | OPER | CONV | LAMAR | NORTH | 2000-07-04 | 186 | 153 | 153 | 153 | 153 | 153 | 186 | 186 | 186 | 186 | 186 | 161 | 161 | 161 | 161 | 161 | 161 | 161 | 161 | 161 | 161
LAMAR ENERGY CENTER CTG 12 |  | LPCCS_CT12 | CC | GAS | OPER | CONV | LAMAR | NORTH | 2000-07-04 | 186 | 145 | 145 | 145 | 145 | 145 | 178 | 178 | 178 | 178 | 178 | 153 | 153 | 153 | 153 | 153 | 153 | 153 | 153 | 153 | 153
LAMAR ENERGY CENTER CTG 21 |  | LPCCS_CT21 | CC | GAS | OPER | CONV | LAMAR | NORTH | 2000-07-04 | 186 | 145 | 145 | 145 | 145 | 145 | 178 | 178 | 178 | 178 | 178 | 153 | 153 | 153 | 153 | 153 | 153 | 153 | 153 | 153 | 153
LAMAR ENERGY CENTER CTG 22 |  | LPCCS_CT22 | CC | GAS | OPER | CONV | LAMAR | NORTH | 2000-07-04 | 186 | 153 | 153 | 153 | 153 | 153 | 186 | 186 | 186 | 186 | 186 | 161 | 161 | 161 | 161 | 161 | 161 | 161 | 161 | 161 | 161
LAMAR ENERGY CENTER STG 1 |  | LPCCS_UNIT1 | CC | GAS | OPER | CONV | LAMAR | NORTH | 2000-07-04 | 216 | 204 | 204 | 204 | 204 | 204 | 204 | 204 | 204 | 204 | 204 | 204 | 204 | 204 | 204 | 204 | 204 | 204 | 204 | 204 | 204
LAMAR ENERGY CENTER STG 2 |  | LPCCS_UNIT2 | CC | GAS | OPER | CONV | LAMAR | NORTH | 2000-07-04 | 216 | 204 | 204 | 204 | 204 | 204 | 204 | 204 | 204 | 204 | 204 | 204 | 204 | 204 | 204 | 204 | 204 | 204 | 204 | 204 | 204
LAREDO CTG 4 |  | LARDVFTN_G4 | GT | GAS | OPER | CONV | WEBB | SOUTH | 2008-07-27 | 98.5 | 90.1 | 90.1 | 90.1 | 90.1 | 90.1 | 97.4 | 97.4 | 97.4 | 97.4 | 97.4 | 92.9 | 92.9 | 92.9 | 92.9 | 92.9 | 93 | 93 | 93 | 93 | 93
LAREDO CTG 5 |  | LARDVFTN_G5 | GT | GAS | OPER | CONV | WEBB | SOUTH | 2008-08-20 | 98.5 | 87.3 | 87.3 | 87.3 | 87.3 | 87.3 | 94.4 | 94.4 | 94.4 | 94.4 | 94.4 | 90.1 | 90.1 | 90.1 | 90.1 | 90.1 | 90.2 | 90.2 | 90.2 | 90.2 | 90.2
LEON CREEK PEAKER CTG 1 |  | LEON_CRK_LCPCT1 | GT | GAS | OPER | CONV | BEXAR | SOUTH | 2004-03-26 | 48 | 46 | 46 | 46 | 46 | 46 | 46 | 46 | 46 | 46 | 46 | 46 | 46 | 46 | 46 | 46 | 46 | 46 | 46 | 46 | 46
LEON CREEK PEAKER CTG 2 |  | LEON_CRK_LCPCT2 | GT | GAS | OPER | CONV | BEXAR | SOUTH | 2004-04-08 | 48 | 46 | 46 | 46 | 46 | 46 | 46 | 46 | 46 | 46 | 46 | 46 | 46 | 46 | 46 | 46 | 46 | 46 | 46 | 46 | 46
LEON CREEK PEAKER CTG 3 |  | LEON_CRK_LCPCT3 | GT | GAS | OPER | CONV | BEXAR | SOUTH | 2004-04-15 | 48 | 46 | 46 | 46 | 46 | 46 | 46 | 46 | 46 | 46 | 46 | 46 | 46 | 46 | 46 | 46 | 46 | 46 | 46 | 46 | 46
LEON CREEK PEAKER CTG 4 |  | LEON_CRK_LCPCT4 | GT | GAS | OPER | CONV | BEXAR | SOUTH | 2004-04-22 | 48 | 46 | 46 | 46 | 46 | 46 | 46 | 46 | 46 | 46 | 46 | 46 | 46 | 46 | 46 | 46 | 46 | 46 | 46 | 46 | 46
LIGNIN (CHAMON 2) U1 |  | LIG_UNIT1 | GT | GAS | OPER | CONV | HARRIS | HOUSTON | 2022-06-20 | 60.5 | 45 | 45 | 45 | 45 | 45 | 45 | 45 | 45 | 45 | 45 | 45 | 45 | 45 | 45 | 45 | 45 | 45 | 45 | 45 | 45
LIGNIN (CHAMON 2) U2 |  | LIG_UNIT2 | GT | GAS | OPER | CONV | HARRIS | HOUSTON | 2022-06-20 | 60.5 | 45 | 45 | 45 | 45 | 45 | 45 | 45 | 45 | 45 | 45 | 45 | 45 | 45 | 45 | 45 | 45 | 45 | 45 | 45 | 45
LOST PINES POWER CTG 1 |  | LOSTPI_LOSTPGT1 | CC | GAS | OPER | CONV | BASTROP | SOUTH | 2001-05-27 | 202.5 | 170 | 170 | 170 | 170 | 170 | 183 | 183 | 183 | 183 | 183 | 183 | 183 | 183 | 183 | 183 | 178 | 178 | 178 | 178 | 178
LOST PINES POWER CTG 2 |  | LOSTPI_LOSTPGT2 | CC | GAS | OPER | CONV | BASTROP | SOUTH | 2001-05-27 | 202.5 | 170 | 170 | 170 | 170 | 170 | 183 | 183 | 183 | 183 | 183 | 175 | 175 | 175 | 175 | 175 | 172 | 172 | 172 | 172 | 172
LOST PINES POWER STG 1 |  | LOSTPI_LOSTPST1 | CC | GAS | OPER | CONV | BASTROP | SOUTH | 2001-05-27 | 204 | 188 | 188 | 188 | 188 | 188 | 192 | 192 | 192 | 192 | 192 | 192 | 192 | 192 | 192 | 192 | 188 | 188 | 188 | 188 | 188
MAGIC VALLEY STATION CTG 1 |  | NEDIN_NEDIN_G1 | CC | GAS | OPER | CONV | HIDALGO | SOUTH | 2001-07-11 | 266.9 | 215 | 215 | 215 | 215 | 215 | 218.6 | 218.6 | 218.6 | 218.6 | 218.6 | 213.6 | 213.6 | 213.6 | 213.6 | 213.6 | 212.5 | 212.5 | 212.5 | 212.5 | 212.5
MAGIC VALLEY STATION CTG 2 |  | NEDIN_NEDIN_G2 | CC | GAS | OPER | CONV | HIDALGO | SOUTH | 2001-07-11 | 266.9 | 215 | 215 | 215 | 215 | 215 | 218.6 | 218.6 | 218.6 | 218.6 | 218.6 | 213.6 | 213.6 | 213.6 | 213.6 | 213.6 | 212.5 | 212.5 | 212.5 | 212.5 | 212.5
MAGIC VALLEY STATION STG 3 |  | NEDIN_NEDIN_G3 | CC | GAS | OPER | CONV | HIDALGO | SOUTH | 2001-07-11 | 258.4 | 236 | 236 | 236 | 236 | 236 | 257.9 | 257.9 | 257.9 | 257.9 | 257.9 | 255.5 | 255.5 | 255.5 | 255.5 | 255.5 | 254.9 | 254.9 | 254.9 | 254.9 | 254.9
MIDLOTHIAN ENERGY FACILITY CTG 1 |  | MDANP_CT1 | CC | GAS | OPER | CONV | ELLIS | NORTH | 2001-03-18 | 258 | 229 | 229 | 229 | 229 | 229 | 258 | 258 | 258 | 258 | 258 | 232 | 232 | 232 | 232 | 232 | 233 | 233 | 233 | 233 | 233
MIDLOTHIAN ENERGY FACILITY CTG 2 |  | MDANP_CT2 | CC | GAS | OPER | CONV | ELLIS | NORTH | 2001-03-15 | 256 | 227 | 227 | 227 | 227 | 227 | 256 | 256 | 256 | 256 | 256 | 230 | 230 | 230 | 230 | 230 | 231 | 231 | 231 | 231 | 231
MIDLOTHIAN ENERGY FACILITY CTG 3 |  | MDANP_CT3 | CC | GAS | OPER | CONV | ELLIS | NORTH | 2001-01-22 | 255 | 227 | 227 | 227 | 227 | 227 | 255 | 255 | 255 | 255 | 255 | 229 | 229 | 229 | 229 | 229 | 230 | 230 | 230 | 230 | 230
MIDLOTHIAN ENERGY FACILITY CTG 4 |  | MDANP_CT4 | CC | GAS | OPER | CONV | ELLIS | NORTH | 2001-02-08 | 258 | 227 | 227 | 227 | 227 | 227 | 258 | 258 | 258 | 258 | 258 | 232 | 232 | 232 | 232 | 232 | 233 | 233 | 233 | 233 | 233
MIDLOTHIAN ENERGY FACILITY CTG 5 |  | MDANP_CT5 | CC | GAS | OPER | CONV | ELLIS | NORTH | 2002-06-28 | 276 | 241 | 241 | 241 | 241 | 241 | 276 | 276 | 276 | 276 | 276 | 244 | 244 | 244 | 244 | 244 | 245 | 245 | 245 | 245 | 245
MIDLOTHIAN ENERGY FACILITY CTG 6 |  | MDANP_CT6 | CC | GAS | OPER | CONV | ELLIS | NORTH | 2002-06-07 | 278 | 243 | 243 | 243 | 243 | 243 | 278 | 278 | 278 | 278 | 278 | 246 | 246 | 246 | 246 | 246 | 247 | 247 | 247 | 247 | 247
MORGAN CREEK CTG 1 |  | MGSES_CT1 | GT | GAS | OPER | CONV | MITCHELL | WEST | 1988-07-01 | 89.4 | 66 | 66 | 66 | 66 | 66 | 82 | 82 | 82 | 82 | 82 | 67 | 67 | 67 | 67 | 67 | 68 | 68 | 68 | 68 | 68
MORGAN CREEK CTG 2 |  | MGSES_CT2 | GT | GAS | OPER | CONV | MITCHELL | WEST | 1988-07-01 | 89.4 | 65 | 65 | 65 | 65 | 65 | 80 | 80 | 80 | 80 | 80 | 66 | 66 | 66 | 66 | 66 | 67 | 67 | 67 | 67 | 67
MORGAN CREEK CTG 3 |  | MGSES_CT3 | GT | GAS | OPER | CONV | MITCHELL | WEST | 1988-07-01 | 89.4 | 65 | 65 | 65 | 65 | 65 | 80 | 80 | 80 | 80 | 80 | 66 | 66 | 66 | 66 | 66 | 67 | 67 | 67 | 67 | 67
MORGAN CREEK CTG 4 |  | MGSES_CT4 | GT | GAS | OPER | CONV | MITCHELL | WEST | 1988-07-01 | 89.4 | 67 | 67 | 67 | 67 | 67 | 81 | 81 | 81 | 81 | 81 | 67 | 67 | 67 | 67 | 67 | 68 | 68 | 68 | 68 | 68
MORGAN CREEK CTG 5 |  | MGSES_CT5 | GT | GAS | OPER | CONV | MITCHELL | WEST | 1988-07-01 | 89.4 | 67 | 67 | 67 | 67 | 67 | 80 | 80 | 80 | 80 | 80 | 68 | 68 | 68 | 68 | 68 | 69 | 69 | 69 | 69 | 69
MORGAN CREEK CTG 6 |  | MGSES_CT6 | GT | GAS | OPER | CONV | MITCHELL | WEST | 1988-07-01 | 89.4 | 67 | 67 | 67 | 67 | 67 | 82 | 82 | 82 | 82 | 82 | 68 | 68 | 68 | 68 | 68 | 69 | 69 | 69 | 69 | 69
MOUNTAIN CREEK STG 6 |  | MCSES_UNIT6 | ST | GAS | OPER | CONV | DALLAS | NORTH | 1956-01-01 | 122 | 122 | 122 | 122 | 122 | 122 | 122 | 122 | 122 | 122 | 122 | 122 | 122 | 122 | 122 | 122 | 122 | 122 | 122 | 122 | 122
MOUNTAIN CREEK STG 7 |  | MCSES_UNIT7 | ST | GAS | OPER | CONV | DALLAS | NORTH | 1958-01-01 | 118 | 118 | 118 | 118 | 118 | 118 | 118 | 118 | 118 | 118 | 118 | 118 | 118 | 118 | 118 | 118 | 118 | 118 | 118 | 118 | 118
MOUNTAIN CREEK STG 8 |  | MCSES_UNIT8 | ST | GAS | OPER | CONV | DALLAS | NORTH | 1967-01-01 | 568 | 568 | 568 | 568 | 568 | 568 | 568 | 568 | 568 | 568 | 568 | 568 | 568 | 568 | 568 | 568 | 568 | 568 | 568 | 568 | 568
NUECES BAY CTG 8 |  | NUECES_B_NUECESG8 | CC | GAS | OPER | CONV | NUECES | COASTAL | 2010-03-20 | 189.55 | 157 | 157 | 157 | 157 | 157 | 165 | 165 | 165 | 165 | 165 | 161 | 161 | 161 | 161 | 161 | 161 | 161 | 161 | 161 | 161
NUECES BAY CTG 9 |  | NUECES_B_NUECESG9 | CC | GAS | OPER | CONV | NUECES | COASTAL | 2010-03-20 | 189.55 | 157 | 157 | 157 | 157 | 157 | 165 | 165 | 165 | 165 | 165 | 161 | 161 | 161 | 161 | 161 | 161 | 161 | 161 | 161 | 161
NUECES BAY STG 7 |  | NUECES_B_NUECESG7 | CC | GAS | OPER | CONV | NUECES | COASTAL | 1972-01-01 | 351 | 319 | 319 | 319 | 319 | 319 | 325 | 325 | 325 | 325 | 325 | 322 | 322 | 322 | 322 | 322 | 322 | 322 | 322 | 322 | 322
O W SOMMERS STG 1 |  | CALAVERS_OWS1 | ST | GAS | OPER-UNR | CONV | BEXAR | SOUTH | 1972-06-06 | 445 | 0 | 0 | 0 | 0 | 0 | 0 | 0 | 0 | 0 | 0 | 0 | 0 | 0 | 0 | 0 | 0 | 0 | 0 | 0 | 0
O W SOMMERS STG 2 |  | CALAVERS_OWS2 | ST | GAS | OPER-UNR | CONV | BEXAR | SOUTH | 1974-03-20 | 435 | 410 | 410 | 0 | 0 | 0 | 410 | 410 | 0 | 0 | 0 | 410 | 410 | 0 | 0 | 0 | 410 | 410 | 0 | 0 | 0
ODESSA-ECTOR POWER CTG 11 |  | OECCS_CT11 | CC | GAS | OPER | CONV | ECTOR | WEST | 2001-06-01 | 195.2 | 166.7 | 166.7 | 166.7 | 166.7 | 166.7 | 195.2 | 195.2 | 195.2 | 195.2 | 195.2 | 164.6 | 164.6 | 164.6 | 164.6 | 164.6 | 167.5 | 167.5 | 167.5 | 167.5 | 167.5
ODESSA-ECTOR POWER CTG 12 |  | OECCS_CT12 | CC | GAS | OPER | CONV | ECTOR | WEST | 2001-06-01 | 189.1 | 158.2 | 158.2 | 158.2 | 158.2 | 158.2 | 189.1 | 189.1 | 189.1 | 189.1 | 189.1 | 156.1 | 156.1 | 156.1 | 156.1 | 156.1 | 159 | 159 | 159 | 159 | 159
ODESSA-ECTOR POWER CTG 21 |  | OECCS_CT21 | CC | GAS | OPER | CONV | ECTOR | WEST | 2001-06-01 | 195.2 | 166.7 | 166.7 | 166.7 | 166.7 | 166.7 | 195.2 | 195.2 | 195.2 | 195.2 | 195.2 | 164.6 | 164.6 | 164.6 | 164.6 | 164.6 | 167.5 | 167.5 | 167.5 | 167.5 | 167.5
ODESSA-ECTOR POWER CTG 22 |  | OECCS_CT22 | CC | GAS | OPER | CONV | ECTOR | WEST | 2001-06-01 | 189.1 | 158.2 | 158.2 | 158.2 | 158.2 | 158.2 | 189.1 | 189.1 | 189.1 | 189.1 | 189.1 | 156.1 | 156.1 | 156.1 | 156.1 | 156.1 | 159 | 159 | 159 | 159 | 159
ODESSA-ECTOR POWER STG 1 |  | OECCS_UNIT1 | CC | GAS | OPER | CONV | ECTOR | WEST | 2001-06-01 | 224 | 206 | 206 | 206 | 206 | 206 | 217 | 217 | 217 | 217 | 217 | 206.4 | 206.4 | 206.4 | 206.4 | 206.4 | 207.2 | 207.2 | 207.2 | 207.2 | 207.2
ODESSA-ECTOR POWER STG 2 |  | OECCS_UNIT2 | CC | GAS | OPER | CONV | ECTOR | WEST | 2001-06-01 | 224 | 206 | 206 | 206 | 206 | 206 | 217 | 217 | 217 | 217 | 217 | 206.4 | 206.4 | 206.4 | 206.4 | 206.4 | 207.2 | 207.2 | 207.2 | 207.2 | 207.2
OLD BLOOMINGTON ROAD CTG 1 (VICTORIA PORT 2) |  | VICTPRT2_UNIT1 | GT | GAS | OPER | CONV | VICTORIA | SOUTH | 2022-01-12 | 60.5 | 43 | 43 | 43 | 43 | 43 | 46 | 46 | 46 | 46 | 46 | 45 | 45 | 45 | 45 | 45 | 45 | 45 | 45 | 45 | 45
OLD BLOOMINGTON ROAD CTG 2 (VICTORIA PORT 2) |  | VICTPRT2_UNIT2 | GT | GAS | OPER | CONV | VICTORIA | SOUTH | 2022-01-12 | 60.5 | 43 | 43 | 43 | 43 | 43 | 46 | 46 | 46 | 46 | 46 | 45 | 45 | 45 | 45 | 45 | 45 | 45 | 45 | 45 | 45
PANDA SHERMAN POWER CTG 1 |  | PANDA_S_SHER1CT1 | CC | GAS | OPER | CONV | GRAYSON | NORTH | 2014-08-01 | 232 | 199 | 199 | 199 | 199 | 199 | 224 | 224 | 224 | 224 | 224 | 218 | 218 | 218 | 218 | 218 | 217 | 217 | 217 | 217 | 217
PANDA SHERMAN POWER CTG 2 |  | PANDA_S_SHER1CT2 | CC | GAS | OPER | CONV | GRAYSON | NORTH | 2014-08-01 | 232 | 199 | 199 | 199 | 199 | 199 | 224 | 224 | 224 | 224 | 224 | 217 | 217 | 217 | 217 | 217 | 216 | 216 | 216 | 216 | 216
PANDA SHERMAN POWER STG 1 |  | PANDA_S_SHER1ST1 | CC | GAS | OPER | CONV | GRAYSON | NORTH | 2014-08-01 | 353.1 | 287 | 287 | 287 | 287 | 287 | 316 | 316 | 316 | 316 | 316 | 308 | 308 | 308 | 308 | 308 | 307 | 307 | 307 | 307 | 307
PANDA TEMPLE I POWER CTG 1 |  | PANDA_T1_TMPL1CT1 | CC | GAS | OPER | CONV | BELL | NORTH | 2014-08-01 | 232 | 223 | 223 | 223 | 223 | 223 | 222 | 222 | 222 | 222 | 222 | 220 | 220 | 220 | 220 | 220 | 219 | 219 | 219 | 219 | 219
PANDA TEMPLE I POWER CTG 2 |  | PANDA_T1_TMPL1CT2 | CC | GAS | OPER | CONV | BELL | NORTH | 2014-08-01 | 232 | 220 | 220 | 220 | 220 | 220 | 209 | 209 | 209 | 209 | 209 | 207 | 207 | 207 | 207 | 207 | 206 | 206 | 206 | 206 | 206
PANDA TEMPLE I POWER STG 1 |  | PANDA_T1_TMPL1ST1 | CC | GAS | OPER | CONV | BELL | NORTH | 2014-08-01 | 353.1 | 326 | 326 | 326 | 326 | 326 | 325 | 325 | 325 | 325 | 325 | 324 | 324 | 324 | 324 | 324 | 323 | 323 | 323 | 323 | 323
PANDA TEMPLE II POWER CTG 1 |  | PANDA_T2_TMPL2CT1 | CC | GAS | OPER | CONV | BELL | NORTH | 2015-08-01 | 232 | 191.2 | 191.2 | 191.2 | 191.2 | 191.2 | 218.5 | 218.5 | 218.5 | 218.5 | 218.5 | 218.5 | 218.5 | 218.5 | 218.5 | 218.5 | 218.5 | 218.5 | 218.5 | 218.5 | 218.5
PANDA TEMPLE II POWER CTG 2 |  | PANDA_T2_TMPL2CT2 | CC | GAS | OPER | CONV | BELL | NORTH | 2015-08-01 | 232 | 191.2 | 191.2 | 191.2 | 191.2 | 191.2 | 218.5 | 218.5 | 218.5 | 218.5 | 218.5 | 218.5 | 218.5 | 218.5 | 218.5 | 218.5 | 218.5 | 218.5 | 218.5 | 218.5 | 218.5
PANDA TEMPLE II POWER STG 1 |  | PANDA_T2_TMPL2ST1 | CC | GAS | OPER | CONV | BELL | NORTH | 2015-08-01 | 353.1 | 334.7 | 334.7 | 334.7 | 334.7 | 334.7 | 333.6 | 333.6 | 333.6 | 333.6 | 333.6 | 353.1 | 353.1 | 353.1 | 353.1 | 353.1 | 353.1 | 353.1 | 353.1 | 353.1 | 353.1
PARIS ENERGY CENTER CTG 1 |  | TNSKA_GT1 | CC | GAS | OPER | CONV | LAMAR | NORTH | 1989-06-01 | 90.88 | 76 | 76 | 76 | 76 | 76 | 87 | 87 | 87 | 87 | 87 | 86 | 86 | 86 | 86 | 86 | 86 | 86 | 86 | 86 | 86
PARIS ENERGY CENTER CTG 2 |  | TNSKA_GT2 | CC | GAS | OPER | CONV | LAMAR | NORTH | 1989-06-01 | 90.88 | 76 | 76 | 76 | 76 | 76 | 87 | 87 | 87 | 87 | 87 | 86 | 86 | 86 | 86 | 86 | 86 | 86 | 86 | 86 | 86
PARIS ENERGY CENTER STG 1 |  | TNSKA_STG | CC | GAS | OPER | CONV | LAMAR | NORTH | 1990-02-01 | 90 | 79 | 79 | 79 | 79 | 79 | 79 | 79 | 79 | 79 | 79 | 79 | 79 | 79 | 79 | 79 | 79 | 79 | 79 | 79 | 79
PASADENA COGEN FACILITY CTG 2 |  | PSG_PSG_GT2 | CC | GAS | OPER | CONV | HARRIS | HOUSTON | 2000-06-02 | 215.05 | 164.5 | 164.5 | 164.5 | 164.5 | 164.5 | 176 | 176 | 176 | 176 | 176 | 170 | 170 | 170 | 170 | 170 | 168 | 168 | 168 | 168 | 168
PASADENA COGEN FACILITY CTG 3 |  | PSG_PSG_GT3 | CC | GAS | OPER | CONV | HARRIS | HOUSTON | 2000-06-02 | 215.05 | 164.5 | 164.5 | 164.5 | 164.5 | 164.5 | 176 | 176 | 176 | 176 | 176 | 170 | 170 | 170 | 170 | 170 | 168 | 168 | 168 | 168 | 168
PASADENA COGEN FACILITY STG 2 |  | PSG_PSG_ST2 | CC | GAS | OPER | CONV | HARRIS | HOUSTON | 2000-06-02 | 195.5 | 170.4 | 170.4 | 170.4 | 170.4 | 170.4 | 169 | 169 | 169 | 169 | 169 | 168 | 168 | 168 | 168 | 168 | 168 | 168 | 168 | 168 | 168
PEARSALL ENGINE PLANT IC A |  | PEARSAL2_AGR_A | IC | GAS | OPER | CONV | FRIO | SOUTH | 2012-06-29 | 50.64 | 50.6 | 50.6 | 50.6 | 50.6 | 50.6 | 50.6 | 50.6 | 50.6 | 50.6 | 50.6 | 50.6 | 50.6 | 50.6 | 50.6 | 50.6 | 50.6 | 50.6 | 50.6 | 50.6 | 50.6
PEARSALL ENGINE PLANT IC B |  | PEARSAL2_AGR_B | IC | GAS | OPER | CONV | FRIO | SOUTH | 2012-06-29 | 50.64 | 50.6 | 50.6 | 50.6 | 50.6 | 50.6 | 50.6 | 50.6 | 50.6 | 50.6 | 50.6 | 50.6 | 50.6 | 50.6 | 50.6 | 50.6 | 50.6 | 50.6 | 50.6 | 50.6 | 50.6
PEARSALL ENGINE PLANT IC C |  | PEARSAL2_AGR_C | IC | GAS | OPER | CONV | FRIO | SOUTH | 2012-06-29 | 50.64 | 50.6 | 50.6 | 50.6 | 50.6 | 50.6 | 50.6 | 50.6 | 50.6 | 50.6 | 50.6 | 50.6 | 50.6 | 50.6 | 50.6 | 50.6 | 50.6 | 50.6 | 50.6 | 50.6 | 50.6
PEARSALL ENGINE PLANT IC D |  | PEARSAL2_AGR_D | IC | GAS | OPER | CONV | FRIO | SOUTH | 2012-06-29 | 50.64 | 50.6 | 50.6 | 50.6 | 50.6 | 50.6 | 50.6 | 50.6 | 50.6 | 50.6 | 50.6 | 50.6 | 50.6 | 50.6 | 50.6 | 50.6 | 50.6 | 50.6 | 50.6 | 50.6 | 50.6
PERMIAN BASIN CTG 1 |  | PB2SES_CT1 | GT | GAS | OPER | CONV | WARD | WEST | 1988-05-01 | 89.4 | 63 | 63 | 63 | 63 | 63 | 79 | 79 | 79 | 79 | 79 | 64 | 64 | 64 | 64 | 64 | 64 | 64 | 64 | 64 | 64
PERMIAN BASIN CTG 2 |  | PB2SES_CT2 | GT | GAS | OPER | CONV | WARD | WEST | 1988-05-01 | 89.4 | 64 | 64 | 64 | 64 | 64 | 76 | 76 | 76 | 76 | 76 | 64 | 64 | 64 | 64 | 64 | 66 | 66 | 66 | 66 | 66
PERMIAN BASIN CTG 3 |  | PB2SES_CT3 | GT | GAS | OPER | CONV | WARD | WEST | 1988-05-01 | 89.4 | 64 | 64 | 64 | 64 | 64 | 78 | 78 | 78 | 78 | 78 | 64 | 64 | 64 | 64 | 64 | 65 | 65 | 65 | 65 | 65
PERMIAN BASIN CTG 4 |  | PB2SES_CT4 | GT | GAS | OPER | CONV | WARD | WEST | 1990-02-01 | 89.4 | 64 | 64 | 64 | 64 | 64 | 75 | 75 | 75 | 75 | 75 | 64 | 64 | 64 | 64 | 64 | 65 | 65 | 65 | 65 | 65
PERMIAN BASIN CTG 5 |  | PB2SES_CT5 | GT | GAS | OPER | CONV | WARD | WEST | 1990-02-01 | 89.4 | 65 | 65 | 65 | 65 | 65 | 79 | 79 | 79 | 79 | 79 | 65 | 65 | 65 | 65 | 65 | 66 | 66 | 66 | 66 | 66
PROENERGY SOUTH 1 (PES1) CTG 1 |  | PRO_UNIT1 | GT | GAS | OPER | CONV | HARRIS | HOUSTON | 2021-03-30 | 60.5 | 44.5 | 44.5 | 44.5 | 44.5 | 44.5 | 49.8 | 49.8 | 49.8 | 49.8 | 49.8 | 45.1 | 45.1 | 45.1 | 45.1 | 45.1 | 45.4 | 45.4 | 45.4 | 45.4 | 45.4
PROENERGY SOUTH 1 (PES1) CTG 2 |  | PRO_UNIT2 | GT | GAS | OPER | CONV | HARRIS | HOUSTON | 2021-03-30 | 60.5 | 44.5 | 44.5 | 44.5 | 44.5 | 44.5 | 49.8 | 49.8 | 49.8 | 49.8 | 49.8 | 45.1 | 45.1 | 45.1 | 45.1 | 45.1 | 45.4 | 45.4 | 45.4 | 45.4 | 45.4
PROENERGY SOUTH 1 (PES1) CTG 3 |  | PRO_UNIT3 | GT | GAS | OPER | CONV | HARRIS | HOUSTON | 2021-03-30 | 60.5 | 44.5 | 44.5 | 44.5 | 44.5 | 44.5 | 49.8 | 49.8 | 49.8 | 49.8 | 49.8 | 45.1 | 45.1 | 45.1 | 45.1 | 45.1 | 45.4 | 45.4 | 45.4 | 45.4 | 45.4
PROENERGY SOUTH 1 (PES1) CTG 4 |  | PRO_UNIT4 | GT | GAS | OPER | CONV | HARRIS | HOUSTON | 2021-03-30 | 60.5 | 44.5 | 44.5 | 44.5 | 44.5 | 44.5 | 49.8 | 49.8 | 49.8 | 49.8 | 49.8 | 45.1 | 45.1 | 45.1 | 45.1 | 45.1 | 45.4 | 45.4 | 45.4 | 45.4 | 45.4
PROENERGY SOUTH 1 (PES1) CTG 5 |  | PRO_UNIT5 | GT | GAS | OPER | CONV | HARRIS | HOUSTON | 2021-03-30 | 60.5 | 44.5 | 44.5 | 44.5 | 44.5 | 44.5 | 49.8 | 49.8 | 49.8 | 49.8 | 49.8 | 45.1 | 45.1 | 45.1 | 45.1 | 45.1 | 45.4 | 45.4 | 45.4 | 45.4 | 45.4
PROENERGY SOUTH 1 (PES1) CTG 6 |  | PRO_UNIT6 | GT | GAS | OPER | CONV | HARRIS | HOUSTON | 2021-03-30 | 60.5 | 44.5 | 44.5 | 44.5 | 44.5 | 44.5 | 49.8 | 49.8 | 49.8 | 49.8 | 49.8 | 45.1 | 45.1 | 45.1 | 45.1 | 45.1 | 45.4 | 45.4 | 45.4 | 45.4 | 45.4
PROENERGY SOUTH 2 (PES2) CTG 7 |  | PRO_UNIT7 | GT | GAS | OPER | CONV | HARRIS | HOUSTON | 2021-11-11 | 60.5 | 44.5 | 44.5 | 44.5 | 44.5 | 44.5 | 49.8 | 49.8 | 49.8 | 49.8 | 49.8 | 45.1 | 45.1 | 45.1 | 45.1 | 45.1 | 45.4 | 45.4 | 45.4 | 45.4 | 45.4
PROENERGY SOUTH 2 (PES2) CTG 8 |  | PRO_UNIT8 | GT | GAS | OPER | CONV | HARRIS | HOUSTON | 2021-11-11 | 60.5 | 44.5 | 44.5 | 44.5 | 44.5 | 44.5 | 49.8 | 49.8 | 49.8 | 49.8 | 49.8 | 45.1 | 45.1 | 45.1 | 45.1 | 45.1 | 45.4 | 45.4 | 45.4 | 45.4 | 45.4
PHR PEAKERS (BAC) CTG 1 |  | BAC_CTG1 | GT | GAS | OPER | CONV | GALVESTON | HOUSTON | 2018-07-11 | 65 | 59 | 59 | 59 | 59 | 59 | 65 | 65 | 65 | 65 | 65 | 61 | 61 | 61 | 61 | 61 | 61 | 61 | 61 | 61 | 61
PHR PEAKERS (BAC) CTG 2 |  | BAC_CTG2 | GT | GAS | OPER | CONV | GALVESTON | HOUSTON | 2018-07-11 | 65 | 61 | 61 | 61 | 61 | 61 | 65 | 65 | 65 | 65 | 65 | 62 | 62 | 62 | 62 | 62 | 62 | 62 | 62 | 62 | 62
PHR PEAKERS (BAC) CTG 3 |  | BAC_CTG3 | GT | GAS | OPER | CONV | GALVESTON | HOUSTON | 2018-07-11 | 65 | 49 | 49 | 49 | 49 | 49 | 65 | 65 | 65 | 65 | 65 | 52 | 52 | 52 | 52 | 52 | 52 | 52 | 52 | 52 | 52
PHR PEAKERS (BAC) CTG 4 |  | BAC_CTG4 | GT | GAS | OPER | CONV | GALVESTON | HOUSTON | 2018-07-11 | 65 | 54 | 54 | 54 | 54 | 54 | 65 | 65 | 65 | 65 | 65 | 56 | 56 | 56 | 56 | 56 | 56 | 56 | 56 | 56 | 56
PHR PEAKERS (BAC) CTG 5 |  | BAC_CTG5 | GT | GAS | OPER | CONV | GALVESTON | HOUSTON | 2018-07-11 | 65 | 54 | 54 | 54 | 54 | 54 | 64 | 64 | 64 | 64 | 64 | 56 | 56 | 56 | 56 | 56 | 56 | 56 | 56 | 56 | 56
PHR PEAKERS (BAC) CTG 6 |  | BAC_CTG6 | GT | GAS | OPER | CONV | GALVESTON | HOUSTON | 2018-07-11 | 65 | 52 | 52 | 52 | 52 | 52 | 65 | 65 | 65 | 65 | 65 | 54 | 54 | 54 | 54 | 54 | 55 | 55 | 55 | 55 | 55
POWERLANE PLANT STG 1 (AS OF 10/1/2022, AVAILABLE 5/1 THROUGH 9/30) |  | STEAM_STEAM_1 | ST | GAS | MOTH-SEA | CONV | HUNT | NORTH | 1966-08-01 | 18.75 | 17.5 | 17.5 | 17.5 | 17.5 | 17.5 | 0 | 0 | 0 | 0 | 0 | 0 | 0 | 0 | 0 | 0 | 0 | 0 | 0 | 0 | 0
POWERLANE PLANT STG 2 |  | STEAM_STEAM_2 | ST | GAS | OPER | CONV | HUNT | NORTH | 1967-01-01 | 25 | 21.5 | 21.5 | 21.5 | 21.5 | 21.5 | 21.5 | 21.5 | 21.5 | 21.5 | 21.5 | 21.5 | 21.5 | 21.5 | 21.5 | 21.5 | 21.5 | 21.5 | 21.5 | 21.5 | 21.5
POWERLANE PLANT STG 3 |  | STEAM_STEAM_3 | ST | GAS | OPER | CONV | HUNT | NORTH | 1978-01-01 | 43.2 | 36 | 36 | 36 | 36 | 36 | 36 | 36 | 36 | 36 | 36 | 36 | 36 | 36 | 36 | 36 | 36 | 36 | 36 | 36 | 36
QUAIL RUN ENERGY CTG 1 |  | QALSW_GT1 | CC | GAS | OPER | CONV | ECTOR | WEST | 2007-04-12 | 90.6 | 74 | 74 | 74 | 74 | 74 | 84 | 84 | 84 | 84 | 84 | 80 | 80 | 80 | 80 | 80 | 81 | 81 | 81 | 81 | 81
QUAIL RUN ENERGY CTG 2 |  | QALSW_GT2 | CC | GAS | OPER | CONV | ECTOR | WEST | 2007-04-12 | 90.6 | 74 | 74 | 74 | 74 | 74 | 86 | 86 | 86 | 86 | 86 | 80 | 80 | 80 | 80 | 80 | 81 | 81 | 81 | 81 | 81
QUAIL RUN ENERGY CTG 3 |  | QALSW_GT3 | CC | GAS | OPER | CONV | ECTOR | WEST | 2008-05-03 | 90.6 | 72 | 72 | 72 | 72 | 72 | 81 | 81 | 81 | 81 | 81 | 80 | 80 | 80 | 80 | 80 | 80 | 80 | 80 | 80 | 80
QUAIL RUN ENERGY CTG 4 |  | QALSW_GT4 | CC | GAS | OPER | CONV | ECTOR | WEST | 2008-05-03 | 90.6 | 72 | 72 | 72 | 72 | 72 | 81 | 81 | 81 | 81 | 81 | 80 | 80 | 80 | 80 | 80 | 80 | 80 | 80 | 80 | 80
QUAIL RUN ENERGY STG 1 |  | QALSW_STG1 | CC | GAS | OPER | CONV | ECTOR | WEST | 2007-04-12 | 98.1 | 98 | 98 | 98 | 98 | 98 | 98 | 98 | 98 | 98 | 98 | 98 | 98 | 98 | 98 | 98 | 98 | 98 | 98 | 98 | 98
QUAIL RUN ENERGY STG 2 |  | QALSW_STG2 | CC | GAS | OPER | CONV | ECTOR | WEST | 2008-05-03 | 98.1 | 98 | 98 | 98 | 98 | 98 | 98 | 98 | 98 | 98 | 98 | 98 | 98 | 98 | 98 | 98 | 98 | 98 | 98 | 98 | 98
R W MILLER CTG 4 |  | MIL_MILLERG4 | GT | GAS | OPER | CONV | PALO PINTO | NORTH | 1994-01-01 | 116 | 100 | 100 | 100 | 100 | 100 | 116 | 116 | 116 | 116 | 116 | 104 | 104 | 104 | 104 | 104 | 104 | 104 | 104 | 104 | 104
R W MILLER CTG 5 |  | MIL_MILLERG5 | GT | GAS | OPER | CONV | PALO PINTO | NORTH | 1994-01-01 | 116 | 100 | 100 | 100 | 100 | 100 | 116 | 116 | 116 | 116 | 116 | 104 | 104 | 104 | 104 | 104 | 104 | 104 | 104 | 104 | 104
R W MILLER STG 1 |  | MIL_MILLERG1 | ST | GAS | EXT-OUT | CONV | PALO PINTO | NORTH | 1968-01-01 | 75 | 0 | 0 | 0 | 0 | 70 | 0 | 0 | 0 | 75 | 75 | 0 | 0 | 0 | 0 | 75 | 0 | 0 | 0 | 75 | 75
R W MILLER STG 2 |  | MIL_MILLERG2 | ST | GAS | OPER | CONV | PALO PINTO | NORTH | 1971-01-01 | 120 | 118 | 118 | 118 | 118 | 118 | 120 | 120 | 120 | 120 | 120 | 120 | 120 | 120 | 120 | 120 | 120 | 120 | 120 | 120 | 120
R W MILLER STG 3 |  | MIL_MILLERG3 | ST | GAS | OPER | CONV | PALO PINTO | NORTH | 1974-01-01 | 216.01 | 208 | 208 | 208 | 208 | 208 | 208 | 208 | 208 | 208 | 208 | 208 | 208 | 208 | 208 | 208 | 208 | 208 | 208 | 208 | 208
RAY OLINGER CTG 4 |  | OLINGR_OLING_4 | GT | GAS | OPER | CONV | COLLIN | NORTH | 2001-06-01 | 95 | 80 | 80 | 80 | 80 | 80 | 95 | 95 | 95 | 95 | 95 | 90 | 90 | 90 | 90 | 90 | 95 | 95 | 95 | 95 | 95
RAY OLINGER STG 2 |  | OLINGR_OLING_2 | ST | GAS | OPER | CONV | COLLIN | NORTH | 1971-05-01 | 113.64 | 107 | 107 | 107 | 107 | 107 | 107 | 107 | 107 | 107 | 107 | 107 | 107 | 107 | 107 | 107 | 107 | 107 | 107 | 107 | 107
RAY OLINGER STG 3 |  | OLINGR_OLING_3 | ST | GAS | OPER | CONV | COLLIN | NORTH | 1975-12-01 | 156.6 | 146 | 146 | 146 | 146 | 146 | 146 | 146 | 146 | 146 | 146 | 146 | 146 | 146 | 146 | 146 | 146 | 146 | 146 | 146 | 146
RABBS POWER STATION U1 |  | RAB_UNIT1 | GT | GAS | OPER | CONV | FORT BEND | HOUSTON | 2022-05-02 | 60.5 | 44.6 | 44.6 | 44.6 | 44.6 | 44.6 | 49.8 | 49.8 | 49.8 | 49.8 | 49.8 | 45.1 | 45.1 | 45.1 | 45.1 | 45.1 | 45.5 | 45.5 | 45.5 | 45.5 | 45.5
RABBS POWER STATION U2 |  | RAB_UNIT2 | GT | GAS | OPER | CONV | FORT BEND | HOUSTON | 2022-05-02 | 60.5 | 44.6 | 44.6 | 44.6 | 44.6 | 44.6 | 49.8 | 49.8 | 49.8 | 49.8 | 49.8 | 45.1 | 45.1 | 45.1 | 45.1 | 45.1 | 45.5 | 45.5 | 45.5 | 45.5 | 45.5
RABBS POWER STATION U3 |  | RAB_UNIT3 | GT | GAS | OPER | CONV | FORT BEND | HOUSTON | 2022-05-02 | 60.5 | 44.6 | 44.6 | 44.6 | 44.6 | 44.6 | 49.8 | 49.8 | 49.8 | 49.8 | 49.8 | 45.1 | 45.1 | 45.1 | 45.1 | 45.1 | 45.5 | 45.5 | 45.5 | 45.5 | 45.5
RABBS POWER STATION U4 |  | RAB_UNIT4 | GT | GAS | OPER | CONV | FORT BEND | HOUSTON | 2022-05-02 | 60.5 | 44.6 | 44.6 | 44.6 | 44.6 | 44.6 | 49.8 | 49.8 | 49.8 | 49.8 | 49.8 | 45.1 | 45.1 | 45.1 | 45.1 | 45.1 | 45.5 | 45.5 | 45.5 | 45.5 | 45.5
RABBS POWER STATION U5 |  | RAB_UNIT5 | GT | GAS | OPER | CONV | FORT BEND | HOUSTON | 2022-05-02 | 60.5 | 44.6 | 44.6 | 44.6 | 44.6 | 44.6 | 49.8 | 49.8 | 49.8 | 49.8 | 49.8 | 45.1 | 45.1 | 45.1 | 45.1 | 45.1 | 45.5 | 45.5 | 45.5 | 45.5 | 45.5
RABBS POWER STATION U6 |  | RAB_UNIT6 | GT | GAS | OPER | CONV | FORT BEND | HOUSTON | 2022-05-02 | 60.5 | 44.6 | 44.6 | 44.6 | 44.6 | 44.6 | 49.8 | 49.8 | 49.8 | 49.8 | 49.8 | 45.1 | 45.1 | 45.1 | 45.1 | 45.1 | 45.5 | 45.5 | 45.5 | 45.5 | 45.5
RABBS POWER STATION U7 |  | RAB_UNIT7 | GT | GAS | OPER | CONV | FORT BEND | HOUSTON | 2022-05-02 | 60.5 | 44.6 | 44.6 | 44.6 | 44.6 | 44.6 | 49.8 | 49.8 | 49.8 | 49.8 | 49.8 | 45.1 | 45.1 | 45.1 | 45.1 | 45.1 | 45.5 | 45.5 | 45.5 | 45.5 | 45.5
RABBS POWER STATION U8 |  | RAB_UNIT8 | GT | GAS | OPER | CONV | FORT BEND | HOUSTON | 2022-05-02 | 60.5 | 44.6 | 44.6 | 44.6 | 44.6 | 44.6 | 49.8 | 49.8 | 49.8 | 49.8 | 49.8 | 45.1 | 45.1 | 45.1 | 45.1 | 45.1 | 45.5 | 45.5 | 45.5 | 45.5 | 45.5
REDGATE IC A |  | REDGATE_AGR_A | IC | GAS | OPER | CONV | HIDALGO | SOUTH | 2016-08-10 | 56.28 | 56.3 | 56.3 | 56.3 | 56.3 | 56.3 | 56.3 | 56.3 | 56.3 | 56.3 | 56.3 | 56.3 | 56.3 | 56.3 | 56.3 | 56.3 | 56.3 | 56.3 | 56.3 | 56.3 | 56.3
REDGATE IC B |  | REDGATE_AGR_B | IC | GAS | OPER | CONV | HIDALGO | SOUTH | 2016-08-10 | 56.28 | 56.3 | 56.3 | 56.3 | 56.3 | 56.3 | 56.3 | 56.3 | 56.3 | 56.3 | 56.3 | 56.3 | 56.3 | 56.3 | 56.3 | 56.3 | 56.3 | 56.3 | 56.3 | 56.3 | 56.3
REDGATE IC C |  | REDGATE_AGR_C | IC | GAS | OPER | CONV | HIDALGO | SOUTH | 2016-08-10 | 56.28 | 56.3 | 56.3 | 56.3 | 56.3 | 56.3 | 56.3 | 56.3 | 56.3 | 56.3 | 56.3 | 56.3 | 56.3 | 56.3 | 56.3 | 56.3 | 56.3 | 56.3 | 56.3 | 56.3 | 56.3
REDGATE IC D |  | REDGATE_AGR_D | IC | GAS | OPER | CONV | HIDALGO | SOUTH | 2016-08-10 | 56.28 | 56.3 | 56.3 | 56.3 | 56.3 | 56.3 | 56.3 | 56.3 | 56.3 | 56.3 | 56.3 | 56.3 | 56.3 | 56.3 | 56.3 | 56.3 | 56.3 | 56.3 | 56.3 | 56.3 | 56.3
REMY JADE POWER STATION U1 |  | JAD_UNIT1 | GT | GAS | OPER | CONV | HARRIS | HOUSTON | 2024-09-13 | 60.5 | 44.5 | 44.5 | 44.5 | 44.5 | 44.5 | 49.8 | 49.8 | 49.8 | 49.8 | 49.8 | 45.1 | 45.1 | 45.1 | 45.1 | 45.1 | 45.4 | 45.4 | 45.4 | 45.4 | 45.4
REMY JADE POWER STATION U2 |  | JAD_UNIT2 | GT | GAS | OPER | CONV | HARRIS | HOUSTON | 2024-09-13 | 60.5 | 44.5 | 44.5 | 44.5 | 44.5 | 44.5 | 49.8 | 49.8 | 49.8 | 49.8 | 49.8 | 45.1 | 45.1 | 45.1 | 45.1 | 45.1 | 45.4 | 45.4 | 45.4 | 45.4 | 45.4
REMY JADE POWER STATION U3 |  | JAD_UNIT3 | GT | GAS | OPER | CONV | HARRIS | HOUSTON | 2024-09-13 | 60.5 | 44.5 | 44.5 | 44.5 | 44.5 | 44.5 | 49.8 | 49.8 | 49.8 | 49.8 | 49.8 | 45.1 | 45.1 | 45.1 | 45.1 | 45.1 | 45.4 | 45.4 | 45.4 | 45.4 | 45.4
REMY JADE POWER STATION U4 |  | JAD_UNIT4 | GT | GAS | OPER | CONV | HARRIS | HOUSTON | 2024-09-13 | 60.5 | 44.5 | 44.5 | 44.5 | 44.5 | 44.5 | 49.8 | 49.8 | 49.8 | 49.8 | 49.8 | 45.1 | 45.1 | 45.1 | 45.1 | 45.1 | 45.4 | 45.4 | 45.4 | 45.4 | 45.4
REMY JADE POWER STATION U5 |  | JAD_UNIT5 | GT | GAS | OPER | CONV | HARRIS | HOUSTON | 2024-09-13 | 60.5 | 44.5 | 44.5 | 44.5 | 44.5 | 44.5 | 49.8 | 49.8 | 49.8 | 49.8 | 49.8 | 45.1 | 45.1 | 45.1 | 45.1 | 45.1 | 45.4 | 45.4 | 45.4 | 45.4 | 45.4
REMY JADE POWER STATION U6 |  | JAD_UNIT6 | GT | GAS | OPER | CONV | HARRIS | HOUSTON | 2024-09-13 | 60.5 | 44.5 | 44.5 | 44.5 | 44.5 | 44.5 | 49.8 | 49.8 | 49.8 | 49.8 | 49.8 | 45.1 | 45.1 | 45.1 | 45.1 | 45.1 | 45.4 | 45.4 | 45.4 | 45.4 | 45.4
REMY JADE POWER STATION U7 |  | JAD_UNIT7 | GT | GAS | OPER | CONV | HARRIS | HOUSTON | 2024-09-13 | 60.5 | 44.5 | 44.5 | 44.5 | 44.5 | 44.5 | 49.8 | 49.8 | 49.8 | 49.8 | 49.8 | 45.1 | 45.1 | 45.1 | 45.1 | 45.1 | 45.4 | 45.4 | 45.4 | 45.4 | 45.4
REMY JADE POWER STATION U8 |  | JAD_UNIT8 | GT | GAS | OPER | CONV | HARRIS | HOUSTON | 2024-09-13 | 60.5 | 44.5 | 44.5 | 44.5 | 44.5 | 44.5 | 49.8 | 49.8 | 49.8 | 49.8 | 49.8 | 45.1 | 45.1 | 45.1 | 45.1 | 45.1 | 45.4 | 45.4 | 45.4 | 45.4 | 45.4
RIO NOGALES POWER CTG 1 |  | RIONOG_CT1 | CC | GAS | OPER | CONV | GUADALUPE | SOUTH | 2002-06-01 | 203 | 165.5 | 165.5 | 165.5 | 165.5 | 165.5 | 203 | 203 | 203 | 203 | 203 | 170.2 | 170.2 | 170.2 | 170.2 | 170.2 | 172.8 | 172.8 | 172.8 | 172.8 | 172.8
RIO NOGALES POWER CTG 2 |  | RIONOG_CT2 | CC | GAS | OPER | CONV | GUADALUPE | SOUTH | 2002-06-01 | 203 | 165.5 | 165.5 | 165.5 | 165.5 | 165.5 | 203 | 203 | 203 | 203 | 203 | 170.2 | 170.2 | 170.2 | 170.2 | 170.2 | 172.8 | 172.8 | 172.8 | 172.8 | 172.8
RIO NOGALES POWER CTG 3 |  | RIONOG_CT3 | CC | GAS | OPER | CONV | GUADALUPE | SOUTH | 2002-06-01 | 203 | 165.5 | 165.5 | 165.5 | 165.5 | 165.5 | 203 | 203 | 203 | 203 | 203 | 170.2 | 170.2 | 170.2 | 170.2 | 170.2 | 172.8 | 172.8 | 172.8 | 172.8 | 172.8
RIO NOGALES POWER STG 4 |  | RIONOG_ST1 | CC | GAS | OPER | CONV | GUADALUPE | SOUTH | 2002-06-01 | 373.16 | 303 | 303 | 303 | 303 | 303 | 319 | 319 | 319 | 319 | 319 | 306 | 306 | 306 | 306 | 306 | 307 | 307 | 307 | 307 | 307
SAM RAYBURN POWER CTG 7 |  | RAYBURN_RAYBURG7 | CC | GAS | OPER | CONV | VICTORIA | SOUTH | 2003-06-24 | 60.5 | 50 | 50 | 50 | 50 | 50 | 50 | 50 | 50 | 50 | 50 | 50 | 50 | 50 | 50 | 50 | 50 | 50 | 50 | 50 | 50
SAM RAYBURN POWER CTG 8 |  | RAYBURN_RAYBURG8 | CC | GAS | OPER | CONV | VICTORIA | SOUTH | 2003-06-26 | 60.5 | 50 | 50 | 50 | 50 | 50 | 51 | 51 | 51 | 51 | 51 | 51 | 51 | 51 | 51 | 51 | 51 | 51 | 51 | 51 | 51
SAM RAYBURN POWER CTG 9 |  | RAYBURN_RAYBURG9 | CC | GAS | OPER | CONV | VICTORIA | SOUTH | 2003-06-26 | 60.5 | 50 | 50 | 50 | 50 | 50 | 50 | 50 | 50 | 50 | 50 | 50 | 50 | 50 | 50 | 50 | 50 | 50 | 50 | 50 | 50
SAM RAYBURN POWER STG 10 |  | RAYBURN_RAYBURG10 | CC | GAS | OPER | CONV | VICTORIA | SOUTH | 2003-06-26 | 41.98 | 40 | 40 | 40 | 40 | 40 | 40 | 40 | 40 | 40 | 40 | 40 | 40 | 40 | 40 | 40 | 40 | 40 | 40 | 40 | 40
SAN JACINTO SES CTG 1 |  | SJS_SJS_G1 | GT | GAS | OPER | CONV | HARRIS | HOUSTON | 1995-04-21 | 88.23 | 80 | 80 | 80 | 80 | 80 | 87 | 87 | 87 | 87 | 87 | 83 | 83 | 83 | 83 | 83 | 83 | 83 | 83 | 83 | 83
SAN JACINTO SES CTG 2 |  | SJS_SJS_G2 | GT | GAS | OPER | CONV | HARRIS | HOUSTON | 1995-04-21 | 88.23 | 80 | 80 | 80 | 80 | 80 | 87 | 87 | 87 | 87 | 87 | 83 | 83 | 83 | 83 | 83 | 83 | 83 | 83 | 83 | 83
SANDHILL ENERGY CENTER CTG 1 |  | SANDHSYD_SH1 | GT | GAS | OPER | CONV | TRAVIS | SOUTH | 2001-06-20 | 60.5 | 47 | 47 | 47 | 47 | 47 | 48 | 48 | 48 | 48 | 48 | 47 | 47 | 47 | 47 | 47 | 47 | 47 | 47 | 47 | 47
SANDHILL ENERGY CENTER CTG 2 |  | SANDHSYD_SH2 | GT | GAS | OPER | CONV | TRAVIS | SOUTH | 2001-06-20 | 60.5 | 47 | 47 | 47 | 47 | 47 | 48 | 48 | 48 | 48 | 48 | 47 | 47 | 47 | 47 | 47 | 47 | 47 | 47 | 47 | 47
SANDHILL ENERGY CENTER CTG 3 |  | SANDHSYD_SH3 | GT | GAS | OPER | CONV | TRAVIS | SOUTH | 2001-06-20 | 60.5 | 47 | 47 | 47 | 47 | 47 | 48 | 48 | 48 | 48 | 48 | 47 | 47 | 47 | 47 | 47 | 47 | 47 | 47 | 47 | 47
SANDHILL ENERGY CENTER CTG 4 |  | SANDHSYD_SH4 | GT | GAS | OPER | CONV | TRAVIS | SOUTH | 2001-06-20 | 60.5 | 47 | 47 | 47 | 47 | 47 | 48 | 48 | 48 | 48 | 48 | 47 | 47 | 47 | 47 | 47 | 47 | 47 | 47 | 47 | 47
SANDHILL ENERGY CENTER CTG 5A |  | SANDHSYD_SH_5A | CC | GAS | OPER | CONV | TRAVIS | SOUTH | 2004-09-01 | 198.9 | 142 | 142 | 142 | 142 | 142 | 175 | 175 | 175 | 175 | 175 | 151 | 151 | 151 | 151 | 151 | 151 | 151 | 151 | 151 | 151
SANDHILL ENERGY CENTER CTG 6 |  | SANDHSYD_SH6 | GT | GAS | OPER | CONV | TRAVIS | SOUTH | 2010-03-22 | 60.5 | 47 | 47 | 47 | 47 | 47 | 48 | 48 | 48 | 48 | 48 | 47 | 47 | 47 | 47 | 47 | 47 | 47 | 47 | 47 | 47
SANDHILL ENERGY CENTER CTG 7 |  | SANDHSYD_SH7 | GT | GAS | OPER | CONV | TRAVIS | SOUTH | 2010-04-09 | 60.5 | 47 | 47 | 47 | 47 | 47 | 48 | 48 | 48 | 48 | 48 | 47 | 47 | 47 | 47 | 47 | 47 | 47 | 47 | 47 | 47
SANDHILL ENERGY CENTER STG 5C |  | SANDHSYD_SH_5C | CC | GAS | OPER | CONV | TRAVIS | SOUTH | 2004-09-01 | 191 | 139 | 139 | 139 | 139 | 139 | 150 | 150 | 150 | 150 | 150 | 148 | 148 | 148 | 148 | 148 | 148 | 148 | 148 | 148 | 148
SILAS RAY CTG 10 |  | SILASRAY_SILAS_10 | GT | GAS | OPER | CONV | CAMERON | COASTAL | 2004-01-01 | 60.5 | 46 | 46 | 46 | 46 | 46 | 46 | 46 | 46 | 46 | 46 | 46 | 46 | 46 | 46 | 46 | 46 | 46 | 46 | 46 | 46
SILAS RAY POWER CTG 9 |  | SILASRAY_SILAS_9 | CC | GAS | OPER | CONV | CAMERON | COASTAL | 1996-01-01 | 50 | 38 | 38 | 38 | 38 | 38 | 49 | 49 | 49 | 49 | 49 | 40 | 40 | 40 | 40 | 40 | 38 | 38 | 38 | 38 | 38
SILAS RAY POWER STG 6 |  | SILASRAY_SILAS_6 | CC | GAS | OPER | CONV | CAMERON | COASTAL | 1962-03-02 | 25 | 20 | 20 | 20 | 20 | 20 | 21 | 21 | 21 | 21 | 21 | 20 | 20 | 20 | 20 | 20 | 20 | 20 | 20 | 20 | 20
SIM GIDEON STG 1 |  | GIDEON_GIDEONG1 | ST | GAS | OPER | CONV | BASTROP | SOUTH | 1965-05-15 | 136 | 130 | 130 | 130 | 130 | 130 | 130 | 130 | 130 | 130 | 130 | 130 | 130 | 130 | 130 | 130 | 130 | 130 | 130 | 130 | 130
SIM GIDEON STG 2 |  | GIDEON_GIDEONG2 | ST | GAS | OPER | CONV | BASTROP | SOUTH | 1968-03-01 | 136 | 135 | 135 | 135 | 135 | 135 | 135 | 135 | 135 | 135 | 135 | 133 | 133 | 133 | 133 | 133 | 135 | 135 | 135 | 135 | 135
SIM GIDEON STG 3 |  | GIDEON_GIDEONG3 | ST | GAS | OPER | CONV | BASTROP | SOUTH | 1972-05-01 | 351 | 336 | 336 | 336 | 336 | 336 | 340 | 340 | 340 | 340 | 340 | 336 | 336 | 336 | 336 | 336 | 336 | 336 | 336 | 336 | 336
SKY GLOBAL POWER ONE IC A |  | SKY1_SKY1A | IC | GAS | OPER | CONV | COLORADO | SOUTH | 2016-02-10 | 26.7 | 26.7 | 26.7 | 26.7 | 26.7 | 26.7 | 26.7 | 26.7 | 26.7 | 26.7 | 26.7 | 26.7 | 26.7 | 26.7 | 26.7 | 26.7 | 26.7 | 26.7 | 26.7 | 26.7 | 26.7
SKY GLOBAL POWER ONE IC B |  | SKY1_SKY1B | IC | GAS | OPER | CONV | COLORADO | SOUTH | 2016-02-10 | 26.7 | 26.7 | 26.7 | 26.7 | 26.7 | 26.7 | 26.7 | 26.7 | 26.7 | 26.7 | 26.7 | 26.7 | 26.7 | 26.7 | 26.7 | 26.7 | 26.7 | 26.7 | 26.7 | 26.7 | 26.7
SPENCER STG U4 (AS OF 10/24/2022, AVAILABLE 3/1 THROUGH 11/30) |  | SPNCER_SPNCE_4 | ST | GAS | MOTH-SEA | CONV | DENTON | NORTH | 1966-08-18 | 61 | 57 | 57 | 57 | 57 | 57 | 0 | 0 | 0 | 0 | 0 | 57 | 57 | 57 | 57 | 57 | 57 | 57 | 57 | 57 | 57
SPENCER STG U5 (AS OF 10/24/2022, AVAILABLE 3/1 THROUGH 11/30) |  | SPNCER_SPNCE_5 | ST | GAS | MOTH-SEA | CONV | DENTON | NORTH | 1973-05-30 | 65 | 61 | 61 | 61 | 61 | 61 | 0 | 0 | 0 | 0 | 0 | 61 | 61 | 61 | 61 | 61 | 61 | 61 | 61 | 61 | 61
STRYKER CREEK STG 1 |  | SCSES_UNIT1A | ST | GAS | OPER | CONV | CHEROKEE | NORTH | 1958-06-26 | 177 | 167 | 167 | 167 | 167 | 167 | 167 | 167 | 167 | 167 | 167 | 167 | 167 | 167 | 167 | 167 | 167 | 167 | 167 | 167 | 167
STRYKER CREEK STG 2 |  | SCSES_UNIT2 | ST | GAS | OPER | CONV | CHEROKEE | NORTH | 1965-12-21 | 502 | 502 | 502 | 502 | 502 | 502 | 502 | 502 | 502 | 502 | 502 | 502 | 502 | 502 | 502 | 502 | 502 | 502 | 502 | 502 | 502
T H WHARTON CTG 1 |  | THW_THWGT_1 | GT | GAS | OPER | CONV | HARRIS | HOUSTON | 1967-07-31 | 17.9 | 14 | 14 | 14 | 14 | 14 | 16 | 16 | 16 | 16 | 16 | 14 | 14 | 14 | 14 | 14 | 14 | 14 | 14 | 14 | 14
T H WHARTON POWER CTG 31 |  | THW_THWGT31 | CC | GAS | OPER | CONV | HARRIS | HOUSTON | 1972-07-31 | 74.5 | 51.3 | 51.3 | 51.3 | 51.3 | 51.3 | 51.3 | 51.3 | 51.3 | 51.3 | 51.3 | 51.3 | 51.3 | 51.3 | 51.3 | 51.3 | 51.3 | 51.3 | 51.3 | 51.3 | 51.3
T H WHARTON POWER CTG 32 |  | THW_THWGT32 | CC | GAS | OPER | CONV | HARRIS | HOUSTON | 1972-07-31 | 74.5 | 51.3 | 51.3 | 51.3 | 51.3 | 51.3 | 51.3 | 51.3 | 51.3 | 51.3 | 51.3 | 51.3 | 51.3 | 51.3 | 51.3 | 51.3 | 51.3 | 51.3 | 51.3 | 51.3 | 51.3
T H WHARTON POWER CTG 33 |  | THW_THWGT33 | CC | GAS | OPER | CONV | HARRIS | HOUSTON | 1972-07-31 | 74.5 | 51.3 | 51.3 | 51.3 | 51.3 | 51.3 | 51.3 | 51.3 | 51.3 | 51.3 | 51.3 | 51.3 | 51.3 | 51.3 | 51.3 | 51.3 | 51.3 | 51.3 | 51.3 | 51.3 | 51.3
T H WHARTON POWER CTG 34 |  | THW_THWGT34 | CC | GAS | OPER | CONV | HARRIS | HOUSTON | 1972-07-31 | 74.5 | 51.3 | 51.3 | 51.3 | 51.3 | 51.3 | 51.3 | 51.3 | 51.3 | 51.3 | 51.3 | 51.3 | 51.3 | 51.3 | 51.3 | 51.3 | 51.3 | 51.3 | 51.3 | 51.3 | 51.3
T H WHARTON POWER CTG 41 |  | THW_THWGT41 | CC | GAS | OPER | CONV | HARRIS | HOUSTON | 1972-07-31 | 74.5 | 51.3 | 51.3 | 51.3 | 51.3 | 51.3 | 51.3 | 51.3 | 51.3 | 51.3 | 51.3 | 51.3 | 51.3 | 51.3 | 51.3 | 51.3 | 51.3 | 51.3 | 51.3 | 51.3 | 51.3
T H WHARTON POWER CTG 42 |  | THW_THWGT42 | CC | GAS | OPER | CONV | HARRIS | HOUSTON | 1972-07-31 | 74.5 | 51.3 | 51.3 | 51.3 | 51.3 | 51.3 | 51.3 | 51.3 | 51.3 | 51.3 | 51.3 | 51.3 | 51.3 | 51.3 | 51.3 | 51.3 | 51.3 | 51.3 | 51.3 | 51.3 | 51.3
T H WHARTON POWER CTG 43 |  | THW_THWGT43 | CC | GAS | OPER | CONV | HARRIS | HOUSTON | 1974-08-16 | 74.5 | 54 | 54 | 54 | 54 | 54 | 62 | 62 | 62 | 62 | 62 | 56 | 56 | 56 | 56 | 56 | 56 | 56 | 56 | 56 | 56
T H WHARTON POWER CTG 44 |  | THW_THWGT44 | CC | GAS | OPER | CONV | HARRIS | HOUSTON | 1974-08-16 | 74.5 | 54 | 54 | 54 | 54 | 54 | 62 | 62 | 62 | 62 | 62 | 56 | 56 | 56 | 56 | 56 | 56 | 56 | 56 | 56 | 56
T H WHARTON POWER CTG 51 |  | THW_THWGT51 | GT | GAS | OPER | CONV | HARRIS | HOUSTON | 1975-11-21 | 76 | 56 | 56 | 56 | 56 | 56 | 65 | 65 | 65 | 65 | 65 | 57 | 57 | 57 | 57 | 57 | 57 | 57 | 57 | 57 | 57
T H WHARTON POWER CTG 52 |  | THW_THWGT52 | GT | GAS | OPER | CONV | HARRIS | HOUSTON | 1975-11-21 | 76 | 56 | 56 | 56 | 56 | 56 | 65 | 65 | 65 | 65 | 65 | 57 | 57 | 57 | 57 | 57 | 57 | 57 | 57 | 57 | 57
T H WHARTON POWER CTG 53 |  | THW_THWGT53 | GT | GAS | OPER | CONV | HARRIS | HOUSTON | 1975-11-21 | 76 | 56 | 56 | 56 | 56 | 56 | 65 | 65 | 65 | 65 | 65 | 57 | 57 | 57 | 57 | 57 | 57 | 57 | 57 | 57 | 57
T H WHARTON POWER CTG 54 |  | THW_THWGT54 | GT | GAS | OPER | CONV | HARRIS | HOUSTON | 1975-11-21 | 76 | 56 | 56 | 56 | 56 | 56 | 65 | 65 | 65 | 65 | 65 | 57 | 57 | 57 | 57 | 57 | 57 | 57 | 57 | 57 | 57
T H WHARTON POWER CTG 55 |  | THW_THWGT55 | GT | GAS | OPER | CONV | HARRIS | HOUSTON | 1975-11-21 | 76 | 56 | 56 | 56 | 56 | 56 | 65 | 65 | 65 | 65 | 65 | 57 | 57 | 57 | 57 | 57 | 57 | 57 | 57 | 57 | 57
T H WHARTON POWER CTG 56 |  | THW_THWGT56 | GT | GAS | OPER | CONV | HARRIS | HOUSTON | 1975-11-21 | 76 | 56 | 56 | 56 | 56 | 56 | 65 | 65 | 65 | 65 | 65 | 57 | 57 | 57 | 57 | 57 | 57 | 57 | 57 | 57 | 57
T H WHARTON POWER STG 3 |  | THW_THWST_3 | CC | GAS | OPER | CONV | HARRIS | HOUSTON | 1974-08-16 | 113.1 | 110 | 110 | 110 | 110 | 110 | 110 | 110 | 110 | 110 | 110 | 109 | 109 | 109 | 109 | 109 | 110 | 110 | 110 | 110 | 110
T H WHARTON POWER STG 4 |  | THW_THWST_4 | CC | GAS | OPER | CONV | HARRIS | HOUSTON | 1974-08-16 | 113.1 | 110 | 110 | 110 | 110 | 110 | 110 | 110 | 110 | 110 | 110 | 109 | 109 | 109 | 109 | 109 | 110 | 110 | 110 | 110 | 110
TEXAS CITY POWER CTG A |  | TXCTY_CTA | CC | GAS | OPER | CONV | GALVESTON | HOUSTON | 2000-01-01 | 129.06 | 80.3 | 80.3 | 80.3 | 80.3 | 80.3 | 102.4 | 102.4 | 102.4 | 102.4 | 102.4 | 100.6 | 100.6 | 100.6 | 100.6 | 100.6 | 99.1 | 99.1 | 99.1 | 99.1 | 99.1
TEXAS CITY POWER CTG B |  | TXCTY_CTB | CC | GAS | OPER | CONV | GALVESTON | HOUSTON | 2000-01-01 | 129.06 | 80.3 | 80.3 | 80.3 | 80.3 | 80.3 | 102.4 | 102.4 | 102.4 | 102.4 | 102.4 | 100.6 | 100.6 | 100.6 | 100.6 | 100.6 | 99.1 | 99.1 | 99.1 | 99.1 | 99.1
TEXAS CITY POWER CTG C |  | TXCTY_CTC | CC | GAS | OPER | CONV | GALVESTON | HOUSTON | 2000-01-01 | 129.06 | 80.3 | 80.3 | 80.3 | 80.3 | 80.3 | 102.4 | 102.4 | 102.4 | 102.4 | 102.4 | 100.6 | 100.6 | 100.6 | 100.6 | 100.6 | 99.1 | 99.1 | 99.1 | 99.1 | 99.1
TEXAS CITY POWER STG |  | TXCTY_ST | CC | GAS | OPER | CONV | GALVESTON | HOUSTON | 2000-01-01 | 143.65 | 124.9 | 124.9 | 124.9 | 124.9 | 124.9 | 131.5 | 131.5 | 131.5 | 131.5 | 131.5 | 131.5 | 131.5 | 131.5 | 131.5 | 131.5 | 131.5 | 131.5 | 131.5 | 131.5 | 131.5
TEXAS GULF SULPHUR CTG 1 |  | TGS_GT01 | GT | GAS | OPER | CONV | WHARTON | SOUTH | 1985-04-25 | 94 | 75 | 75 | 75 | 75 | 75 | 80 | 80 | 80 | 80 | 80 | 76 | 76 | 76 | 76 | 76 | 77 | 77 | 77 | 77 | 77
TIMMERMAN POWER PLANT U1 |  | TIMPP_AGR1 | IC | GAS | OPER | CONV | CALDWELL | SOUTH | 2025-08-14 | 37.67 | 37.6 | 37.6 | 37.6 | 37.6 | 37.6 | 37.6 | 37.6 | 37.6 | 37.6 | 37.6 | 37.6 | 37.6 | 37.6 | 37.6 | 37.6 | 37.6 | 37.6 | 37.6 | 37.6 | 37.6
TIMMERMAN POWER PLANT U2 |  | TIMPP_AGR2 | IC | GAS | OPER | CONV | CALDWELL | SOUTH | 2025-08-14 | 56.51 | 56.4 | 56.4 | 56.4 | 56.4 | 56.4 | 56.4 | 56.4 | 56.4 | 56.4 | 56.4 | 56.4 | 56.4 | 56.4 | 56.4 | 56.4 | 56.4 | 56.4 | 56.4 | 56.4 | 56.4
TIMMERMAN POWER PLANT U3 |  | TIMPP_AGR3 | IC | GAS | OPER | CONV | CALDWELL | SOUTH | 2025-08-14 | 37.67 | 37.6 | 37.6 | 37.6 | 37.6 | 37.6 | 37.6 | 37.6 | 37.6 | 37.6 | 37.6 | 37.6 | 37.6 | 37.6 | 37.6 | 37.6 | 37.6 | 37.6 | 37.6 | 37.6 | 37.6
TIMMERMAN POWER PLANT U4 |  | TIMPP_AGR4 | IC | GAS | OPER | CONV | CALDWELL | SOUTH | 2025-08-14 | 56.51 | 56.4 | 56.4 | 56.4 | 56.4 | 56.4 | 56.4 | 56.4 | 56.4 | 56.4 | 56.4 | 56.4 | 56.4 | 56.4 | 56.4 | 56.4 | 56.4 | 56.4 | 56.4 | 56.4 | 56.4
TRINIDAD STG 6 |  | TRSES_UNIT6 | ST | GAS | OPER | CONV | HENDERSON | NORTH | 1965-05-26 | 239 | 235 | 235 | 235 | 235 | 235 | 235 | 235 | 235 | 235 | 235 | 235 | 235 | 235 | 235 | 235 | 235 | 235 | 235 | 235 | 235
TOPAZ POWER PLANT U1 |  | TOPAZ_UNIT1 | GT | GAS | OPER | CONV | GALVESTON | HOUSTON | 2021-10-14 | 60.5 | 44.5 | 44.5 | 44.5 | 44.5 | 44.5 | 49.8 | 49.8 | 49.8 | 49.8 | 49.8 | 45.1 | 45.1 | 45.1 | 45.1 | 45.1 | 45.4 | 45.4 | 45.4 | 45.4 | 45.4
TOPAZ POWER PLANT U2 |  | TOPAZ_UNIT2 | GT | GAS | OPER | CONV | GALVESTON | HOUSTON | 2021-10-14 | 60.5 | 44.5 | 44.5 | 44.5 | 44.5 | 44.5 | 49.8 | 49.8 | 49.8 | 49.8 | 49.8 | 45.1 | 45.1 | 45.1 | 45.1 | 45.1 | 45.4 | 45.4 | 45.4 | 45.4 | 45.4
TOPAZ POWER PLANT U3 |  | TOPAZ_UNIT3 | GT | GAS | OPER | CONV | GALVESTON | HOUSTON | 2021-10-14 | 60.5 | 44.5 | 44.5 | 44.5 | 44.5 | 44.5 | 49.8 | 49.8 | 49.8 | 49.8 | 49.8 | 45.1 | 45.1 | 45.1 | 45.1 | 45.1 | 45.4 | 45.4 | 45.4 | 45.4 | 45.4
TOPAZ POWER PLANT U4 |  | TOPAZ_UNIT4 | GT | GAS | OPER | CONV | GALVESTON | HOUSTON | 2021-10-14 | 60.5 | 44.5 | 44.5 | 44.5 | 44.5 | 44.5 | 49.8 | 49.8 | 49.8 | 49.8 | 49.8 | 45.1 | 45.1 | 45.1 | 45.1 | 45.1 | 45.4 | 45.4 | 45.4 | 45.4 | 45.4
TOPAZ POWER PLANT U5 |  | TOPAZ_UNIT5 | GT | GAS | OPER | CONV | GALVESTON | HOUSTON | 2021-10-14 | 60.5 | 44.5 | 44.5 | 44.5 | 44.5 | 44.5 | 49.8 | 49.8 | 49.8 | 49.8 | 49.8 | 45.1 | 45.1 | 45.1 | 45.1 | 45.1 | 45.4 | 45.4 | 45.4 | 45.4 | 45.4
TOPAZ POWER PLANT U6 |  | TOPAZ_UNIT6 | GT | GAS | OPER | CONV | GALVESTON | HOUSTON | 2021-10-14 | 60.5 | 44.5 | 44.5 | 44.5 | 44.5 | 44.5 | 49.8 | 49.8 | 49.8 | 49.8 | 49.8 | 45.1 | 45.1 | 45.1 | 45.1 | 45.1 | 45.4 | 45.4 | 45.4 | 45.4 | 45.4
TOPAZ POWER PLANT U7 |  | TOPAZ_UNIT7 | GT | GAS | OPER | CONV | GALVESTON | HOUSTON | 2021-10-14 | 60.5 | 44.5 | 44.5 | 44.5 | 44.5 | 44.5 | 49.8 | 49.8 | 49.8 | 49.8 | 49.8 | 45.1 | 45.1 | 45.1 | 45.1 | 45.1 | 45.4 | 45.4 | 45.4 | 45.4 | 45.4
TOPAZ POWER PLANT U8 |  | TOPAZ_UNIT8 | GT | GAS | OPER | CONV | GALVESTON | HOUSTON | 2021-10-14 | 60.5 | 44.5 | 44.5 | 44.5 | 44.5 | 44.5 | 49.8 | 49.8 | 49.8 | 49.8 | 49.8 | 45.1 | 45.1 | 45.1 | 45.1 | 45.1 | 45.4 | 45.4 | 45.4 | 45.4 | 45.4
TOPAZ POWER PLANT U9 |  | TOPAZ_UNIT9 | GT | GAS | OPER | CONV | GALVESTON | HOUSTON | 2021-10-14 | 60.5 | 44.5 | 44.5 | 44.5 | 44.5 | 44.5 | 49.8 | 49.8 | 49.8 | 49.8 | 49.8 | 45.1 | 45.1 | 45.1 | 45.1 | 45.1 | 45.4 | 45.4 | 45.4 | 45.4 | 45.4
TOPAZ POWER PLANT U10 |  | TOPAZ_UNIT10 | GT | GAS | OPER | CONV | GALVESTON | HOUSTON | 2021-10-14 | 60.5 | 44.5 | 44.5 | 44.5 | 44.5 | 44.5 | 49.8 | 49.8 | 49.8 | 49.8 | 49.8 | 45.1 | 45.1 | 45.1 | 45.1 | 45.1 | 45.4 | 45.4 | 45.4 | 45.4 | 45.4
V H BRAUNIG CTG 5 |  | BRAUNIG_VHB6CT5 | GT | GAS | OPER | CONV | BEXAR | SOUTH | 2009-10-02 | 64.5 | 48 | 48 | 48 | 48 | 48 | 48 | 48 | 48 | 48 | 48 | 48 | 48 | 48 | 48 | 48 | 48 | 48 | 48 | 48 | 48
V H BRAUNIG CTG 6 |  | BRAUNIG_VHB6CT6 | GT | GAS | OPER | CONV | BEXAR | SOUTH | 2009-10-02 | 64.5 | 48 | 48 | 48 | 48 | 48 | 48 | 48 | 48 | 48 | 48 | 48 | 48 | 48 | 48 | 48 | 48 | 48 | 48 | 48 | 48
V H BRAUNIG CTG 7 |  | BRAUNIG_VHB6CT7 | GT | GAS | OPER | CONV | BEXAR | SOUTH | 2009-10-02 | 64.5 | 48 | 48 | 48 | 48 | 48 | 48 | 48 | 48 | 48 | 48 | 48 | 48 | 48 | 48 | 48 | 48 | 48 | 48 | 48 | 48
V H BRAUNIG CTG 8 |  | BRAUNIG_VHB6CT8 | GT | GAS | OPER | CONV | BEXAR | SOUTH | 2009-10-02 | 64.5 | 47 | 47 | 47 | 47 | 47 | 47 | 47 | 47 | 47 | 47 | 47 | 47 | 47 | 47 | 47 | 47 | 47 | 47 | 47 | 47
VICTORIA CITY (CITYVICT) CTG 1 |  | CITYVICT_CTG01 | GT | GAS | OPER | CONV | VICTORIA | SOUTH | 2020-02-06 | 60.5 | 44 | 44 | 44 | 44 | 44 | 49.8 | 49.8 | 49.8 | 49.8 | 49.8 | 46.7 | 46.7 | 46.7 | 46.7 | 46.7 | 46.5 | 46.5 | 46.5 | 46.5 | 46.5
VICTORIA CITY (CITYVICT) CTG 2 |  | CITYVICT_CTG02 | GT | GAS | OPER | CONV | VICTORIA | SOUTH | 2020-02-06 | 60.5 | 44 | 44 | 44 | 44 | 44 | 49.8 | 49.8 | 49.8 | 49.8 | 49.8 | 46.7 | 46.7 | 46.7 | 46.7 | 46.7 | 46.5 | 46.5 | 46.5 | 46.5 | 46.5
VICTORIA PORT (VICTPORT) CTG 1 |  | VICTPORT_CTG01 | GT | GAS | OPER | CONV | VICTORIA | SOUTH | 2019-09-30 | 60.5 | 44 | 44 | 44 | 44 | 44 | 49.8 | 49.8 | 49.8 | 49.8 | 49.8 | 46.7 | 46.7 | 46.7 | 46.7 | 46.7 | 46.5 | 46.5 | 46.5 | 46.5 | 46.5
VICTORIA PORT (VICTPORT) CTG 2 |  | VICTPORT_CTG02 | GT | GAS | OPER | CONV | VICTORIA | SOUTH | 2019-09-30 | 60.5 | 44 | 44 | 44 | 44 | 44 | 49.8 | 49.8 | 49.8 | 49.8 | 49.8 | 46.7 | 46.7 | 46.7 | 46.7 | 46.7 | 46.5 | 46.5 | 46.5 | 46.5 | 46.5
VICTORIA POWER CTG 6 |  | VICTORIA_VICTORG6 | CC | GAS | OPER | CONV | VICTORIA | SOUTH | 2009-10-15 | 196.86 | 160 | 160 | 160 | 160 | 160 | 160 | 160 | 160 | 160 | 160 | 160 | 160 | 160 | 160 | 160 | 160 | 160 | 160 | 160 | 160
VICTORIA POWER STG 5 |  | VICTORIA_VICTORG5 | CC | GAS | OPER | CONV | VICTORIA | SOUTH | 2009-10-15 | 180.2 | 128 | 128 | 128 | 128 | 128 | 128 | 128 | 128 | 128 | 128 | 128 | 128 | 128 | 128 | 128 | 128 | 128 | 128 | 128 | 128
W A PARISH CTG 1 |  | WAP_WAPGT_1 | GT | GAS | OPER | CONV | FORT BEND | HOUSTON | 1967-07-31 | 16.32 | 13 | 13 | 13 | 13 | 13 | 13 | 13 | 13 | 13 | 13 | 13 | 13 | 13 | 13 | 13 | 13 | 13 | 13 | 13 | 13
W A PARISH STG 1 |  | WAP_WAP_G1 | ST | GAS | OPER | CONV | FORT BEND | HOUSTON | 1958-06-01 | 187.85 | 169 | 169 | 169 | 169 | 169 | 169 | 169 | 169 | 169 | 169 | 169 | 169 | 169 | 169 | 169 | 169 | 169 | 169 | 169 | 169
W A PARISH STG 2 |  | WAP_WAP_G2 | ST | GAS | OPER | CONV | FORT BEND | HOUSTON | 1958-12-20 | 187.85 | 169 | 169 | 169 | 169 | 169 | 169 | 169 | 169 | 169 | 169 | 169 | 169 | 169 | 169 | 169 | 169 | 169 | 169 | 169 | 169
W A PARISH STG 3 |  | WAP_WAP_G3 | ST | GAS | OPER | CONV | FORT BEND | HOUSTON | 1961-03-15 | 299.2 | 240 | 240 | 240 | 240 | 240 | 258 | 258 | 258 | 258 | 258 | 246 | 246 | 246 | 246 | 246 | 246 | 246 | 246 | 246 | 246
W A PARISH STG 4 |  | WAP_WAP_G4 | ST | GAS | OPER | CONV | FORT BEND | HOUSTON | 1968-06-01 | 580.5 | 527 | 527 | 527 | 527 | 527 | 552 | 552 | 552 | 552 | 552 | 536 | 536 | 536 | 536 | 536 | 536 | 536 | 536 | 536 | 536
WICHITA FALLS CTG 1 |  | WFCOGEN_UNIT1 | CC | GAS | OPER | CONV | WICHITA | WEST | 1987-06-19 | 20 | 19 | 19 | 19 | 19 | 19 | 19 | 19 | 19 | 19 | 19 | 19 | 19 | 19 | 19 | 19 | 19 | 19 | 19 | 19 | 19
WICHITA FALLS CTG 2 |  | WFCOGEN_UNIT2 | CC | GAS | OPER | CONV | WICHITA | WEST | 1987-06-19 | 20 | 19 | 19 | 19 | 19 | 19 | 19 | 19 | 19 | 19 | 19 | 19 | 19 | 19 | 19 | 19 | 19 | 19 | 19 | 19 | 19
WICHITA FALLS CTG 3 |  | WFCOGEN_UNIT3 | CC | GAS | OPER | CONV | WICHITA | WEST | 1987-06-19 | 20 | 19 | 19 | 19 | 19 | 19 | 19 | 19 | 19 | 19 | 19 | 19 | 19 | 19 | 19 | 19 | 19 | 19 | 19 | 19 | 19
WINCHESTER POWER PARK CTG 1 |  | WIPOPA_WPP_G1 | GT | GAS | OPER | CONV | FAYETTE | SOUTH | 2009-05-31 | 60.5 | 44 | 44 | 44 | 44 | 44 | 46 | 46 | 46 | 46 | 46 | 44 | 44 | 44 | 44 | 44 | 44 | 44 | 44 | 44 | 44
WINCHESTER POWER PARK CTG 2 |  | WIPOPA_WPP_G2 | GT | GAS | OPER | CONV | FAYETTE | SOUTH | 2009-05-31 | 60.5 | 44 | 44 | 44 | 44 | 44 | 46 | 46 | 46 | 46 | 46 | 44 | 44 | 44 | 44 | 44 | 44 | 44 | 44 | 44 | 44
WINCHESTER POWER PARK CTG 3 |  | WIPOPA_WPP_G3 | GT | GAS | OPER | CONV | FAYETTE | SOUTH | 2009-05-31 | 60.5 | 44 | 44 | 44 | 44 | 44 | 46 | 46 | 46 | 46 | 46 | 44 | 44 | 44 | 44 | 44 | 44 | 44 | 44 | 44 | 44
WINCHESTER POWER PARK CTG 4 |  | WIPOPA_WPP_G4 | GT | GAS | OPER | CONV | FAYETTE | SOUTH | 2009-05-31 | 60.5 | 44 | 44 | 44 | 44 | 44 | 46 | 46 | 46 | 46 | 46 | 44 | 44 | 44 | 44 | 44 | 44 | 44 | 44 | 44 | 44
WISE-TRACTEBEL POWER CTG 1 | 20INR0286 | WCPP_CT1 | CC | GAS | OPER | CONV | WISE | NORTH | 2004-01-03 | 275 | 241.4 | 241.4 | 241.4 | 241.4 | 241.4 | 263.8 | 263.8 | 263.8 | 263.8 | 263.8 | 244.4 | 244.4 | 244.4 | 244.4 | 244.4 | 245.4 | 245.4 | 245.4 | 245.4 | 245.4
WISE-TRACTEBEL POWER CTG 2 | 20INR0286 | WCPP_CT2 | CC | GAS | OPER | CONV | WISE | NORTH | 2004-01-03 | 275 | 241.4 | 241.4 | 241.4 | 241.4 | 241.4 | 263.8 | 263.8 | 263.8 | 263.8 | 263.8 | 244.4 | 244.4 | 244.4 | 244.4 | 244.4 | 245.4 | 245.4 | 245.4 | 245.4 | 245.4
WISE-TRACTEBEL POWER STG 1 | 20INR0286 | WCPP_ST1 | CC | GAS | OPER | CONV | WISE | NORTH | 2004-01-03 | 298 | 298 | 298 | 298 | 298 | 298 | 298 | 298 | 298 | 298 | 298 | 298 | 298 | 298 | 298 | 298 | 298 | 298 | 298 | 298 | 298
WOLF HOLLOW POWER CTG 1 |  | WHCCS_CT1 | CC | GAS | OPER | CONV | HOOD | NORTH | 2002-07-24 | 264.5 | 238.5 | 238.5 | 238.5 | 238.5 | 238.5 | 240.4 | 240.4 | 240.4 | 240.4 | 240.4 | 240.4 | 240.4 | 240.4 | 240.4 | 240.4 | 245.3 | 245.3 | 245.3 | 245.3 | 245.3
WOLF HOLLOW POWER CTG 2 |  | WHCCS_CT2 | CC | GAS | OPER | CONV | HOOD | NORTH | 2002-07-24 | 264.5 | 230.5 | 230.5 | 230.5 | 230.5 | 230.5 | 235.4 | 235.4 | 235.4 | 235.4 | 235.4 | 234.4 | 234.4 | 234.4 | 234.4 | 234.4 | 245.3 | 245.3 | 245.3 | 245.3 | 245.3
WOLF HOLLOW POWER STG |  | WHCCS_STG | CC | GAS | OPER | CONV | HOOD | NORTH | 2002-07-24 | 300 | 268 | 268 | 268 | 268 | 268 | 269 | 269 | 269 | 269 | 269 | 270 | 270 | 270 | 270 | 270 | 270 | 270 | 270 | 270 | 270
WOLF HOLLOW 2 CTG 4 |  | WHCCS2_CT4 | CC | GAS | OPER | CONV | HOOD | NORTH | 2017-05-02 | 360 | 327.8 | 327.8 | 327.8 | 327.8 | 327.8 | 353.3 | 353.3 | 353.3 | 353.3 | 353.3 | 330.6 | 330.6 | 330.6 | 330.6 | 330.6 | 330.8 | 330.8 | 330.8 | 330.8 | 330.8
WOLF HOLLOW 2 CTG 5 |  | WHCCS2_CT5 | CC | GAS | OPER | CONV | HOOD | NORTH | 2017-05-02 | 360 | 329.3 | 329.3 | 329.3 | 329.3 | 329.3 | 354.6 | 354.6 | 354.6 | 354.6 | 354.6 | 331.1 | 331.1 | 331.1 | 331.1 | 331.1 | 331.3 | 331.3 | 331.3 | 331.3 | 331.3
WOLF HOLLOW 2 STG 6 |  | WHCCS2_STG6 | CC | GAS | OPER | CONV | HOOD | NORTH | 2017-05-02 | 511.2 | 446.3 | 446.3 | 446.3 | 446.3 | 446.3 | 473.1 | 473.1 | 473.1 | 473.1 | 473.1 | 456.9 | 456.9 | 456.9 | 456.9 | 456.9 | 458.8 | 458.8 | 458.8 | 458.8 | 458.8
NACOGDOCHES POWER |  | NACPW_UNIT1 | ST | BIOMASS | OPER | CONV | NACOGDOCHES | NORTH | 2012-06-22 | 116.45 | 105 | 105 | 105 | 105 | 105 | 105 | 105 | 105 | 105 | 105 | 105 | 105 | 105 | 105 | 105 | 105 | 105 | 105 | 105 | 105
FARMERS BRANCH LANDFILL GAS TO ENERGY |  | HBR_2UNITS | ST | BIOMASS | OPER | CONV-SODG | DENTON | NORTH | 2011-08-01 | 3.2 | 3.2 | 3.2 | 3.2 | 3.2 | 3.2 | 3.2 | 3.2 | 3.2 | 3.2 | 3.2 | 3.2 | 3.2 | 3.2 | 3.2 | 3.2 | 3.2 | 3.2 | 3.2 | 3.2 | 3.2
NELSON GARDENS LFG |  | 78252_4UNITS | ST | BIOMASS | OPER | CONV-SODG | BEXAR | SOUTH | 2013-12-31 | 4.2 | 4.2 | 4.2 | 4.2 | 4.2 | 4.2 | 4.2 | 4.2 | 4.2 | 4.2 | 4.2 | 4.2 | 4.2 | 4.2 | 4.2 | 4.2 | 4.2 | 4.2 | 4.2 | 4.2 | 4.2
WM RENEWABLE-AUSTIN LFG |  | SPRIN_4UNITS | ST | BIOMASS | OPER | CONV-SODG | TRAVIS | SOUTH | 2007-11-21 | 6.4 | 6.4 | 6.4 | 6.4 | 6.4 | 6.4 | 6.4 | 6.4 | 6.4 | 6.4 | 6.4 | 6.4 | 6.4 | 6.4 | 6.4 | 6.4 | 6.4 | 6.4 | 6.4 | 6.4 | 6.4
WM RENEWABLE-MESQUITE CREEK LFG |  | FREIH_2UNITS | ST | BIOMASS | OPER | CONV-SODG | COMAL | SOUTH | 2011-08-01 | 3.2 | 3.2 | 3.2 | 3.2 | 3.2 | 3.2 | 3.2 | 3.2 | 3.2 | 3.2 | 3.2 | 3.2 | 3.2 | 3.2 | 3.2 | 3.2 | 3.2 | 3.2 | 3.2 | 3.2 | 3.2
WM RENEWABLE-WESTSIDE LFG |  | WSTHL_3UNITS | ST | BIOMASS | OPER | CONV-SODG | PARKER | NORTH | 2010-02-05 | 4.8 | 4.8 | 4.8 | 4.8 | 4.8 | 4.8 | 4.8 | 4.8 | 4.8 | 4.8 | 4.8 | 4.8 | 4.8 | 4.8 | 4.8 | 4.8 | 4.8 | 4.8 | 4.8 | 4.8 | 4.8
CEDARVALE GAS | 25INR0710 | CEDRVALE_UNIT1 | IC | GAS | OPER-SYN | CONV | REEVES | WEST | 2026-05-04 | 9.9 | 9.9 | 9.9 | 9.9 | 9.9 | 9.9 | 9.9 | 9.9 | 9.9 | 9.9 | 9.9 | 9.9 | 9.9 | 9.9 | 9.9 | 9.9 | 9.9 | 9.9 | 9.9 | 9.9 | 9.9
FRIENDSWOOD G CTG 2 | 24INR0456 | FEGC_CTG2 | GT | GAS | OPER-SYN | CONV | HARRIS | HOUSTON | 2026-03-21 | 47.9 | 47.9 | 47.9 | 47.9 | 47.9 | 47.9 | 47.9 | 47.9 | 47.9 | 47.9 | 47.9 | 47.9 | 47.9 | 47.9 | 47.9 | 47.9 | 47.9 | 47.9 | 47.9 | 47.9 | 47.9
FRIENDSWOOD G CTG 3 | 24INR0456 | FEGC_CTG3 | GT | GAS | OPER-SYN | CONV | HARRIS | HOUSTON | 2026-03-21 | 47.9 | 47.9 | 47.9 | 47.9 | 47.9 | 47.9 | 47.9 | 47.9 | 47.9 | 47.9 | 47.9 | 47.9 | 47.9 | 47.9 | 47.9 | 47.9 | 47.9 | 47.9 | 47.9 | 47.9 | 47.9
FRIENDSWOOD G CTG 4 | 24INR0456 | FEGC_CTG4 | GT | GAS | OPER-SYN | CONV | HARRIS | HOUSTON | 2026-03-21 | 47.9 | 47.9 | 47.9 | 47.9 | 47.9 | 47.9 | 47.9 | 47.9 | 47.9 | 47.9 | 47.9 | 47.9 | 47.9 | 47.9 | 47.9 | 47.9 | 47.9 | 47.9 | 47.9 | 47.9 | 47.9
OLNEY AGR1 | 24INR0647 | OLNEYTN_AGR1 | IC | DIESEL | OPER-SYN | CONV-DGR | YOUNG | WEST | 2026-04-03 | 9.95 | 10 | 10 | 10 | 10 | 10 | 10 | 10 | 10 | 10 | 10 | 10 | 10 | 10 | 10 | 10 | 10 | 10 | 10 | 10 | 10
PIN PEAKING ENERGY CENTER 1 (TEF) | 26INR0049 | PPEC_GT7 | GT | GAS | OPER-SYN | CONV | FREESTONE | NORTH | 2026-05-01 | 229.5 | 206 | 206 | 206 | 206 | 206 | 218 | 218 | 218 | 218 | 218 | 207 | 207 | 207 | 207 | 207 | 209 | 209 | 209 | 209 | 209
PIN PEAKING ENERGY CENTER 2 (TEF) | 26INR0109 | PPEC_GT8 | GT | GAS | OPER-SYN | CONV | FREESTONE | NORTH | 2026-05-01 | 229.5 | 208 | 208 | 208 | 208 | 208 | 220 | 220 | 220 | 220 | 220 | 209 | 209 | 209 | 209 | 209 | 211 | 211 | 211 | 211 | 211
TIMMERMAN POWER PLANT U5 | 25INR0503 | TIMPP_AGR5 | IC | GAS | OPER-SYN | CONV | CALDWELL | SOUTH | 2026-04-20 | 37.67 | 36 | 36 | 36 | 36 | 36 | 36 | 36 | 36 | 36 | 36 | 36 | 36 | 36 | 36 | 36 | 36 | 36 | 36 | 36 | 36
TIMMERMAN POWER PLANT U6 | 25INR0503 | TIMPP_AGR6 | IC | GAS | OPER-SYN | CONV | CALDWELL | SOUTH | 2026-04-20 | 56.51 | 54 | 54 | 54 | 54 | 54 | 54 | 54 | 54 | 54 | 54 | 54 | 54 | 54 | 54 | 54 | 54 | 54 | 54 | 54 | 54
TIMMERMAN POWER PLANT U7 | 25INR0503 | TIMPP_AGR7 | IC | GAS | OPER-SYN | CONV | CALDWELL | SOUTH | 2026-04-20 | 37.67 | 36 | 36 | 36 | 36 | 36 | 36 | 36 | 36 | 36 | 36 | 36 | 36 | 36 | 36 | 36 | 36 | 36 | 36 | 36 | 36
TIMMERMAN POWER PLANT U8 | 25INR0503 | TIMPP_AGR8 | IC | GAS | OPER-SYN | CONV | CALDWELL | SOUTH | 2026-04-20 | 56.51 | 54 | 54 | 54 | 54 | 54 | 54 | 54 | 54 | 54 | 54 | 54 | 54 | 54 | 54 | 54 | 54 | 54 | 54 | 54 | 54
AMISTAD HYDRO 1 |  | AMISTAD_AMISTAG1 | HY | HYDRO | OPER | CONV | VAL VERDE | WEST | 1983-06-01 | 37.9 | 37.9 | 37.9 | 37.9 | 37.9 | 37.9 | 37.9 | 37.9 | 37.9 | 37.9 | 37.9 | 37.9 | 37.9 | 37.9 | 37.9 | 37.9 | 37.9 | 37.9 | 37.9 | 37.9 | 37.9
AMISTAD HYDRO 2 |  | AMISTAD_AMISTAG2 | HY | HYDRO | OPER | CONV | VAL VERDE | WEST | 1983-10-01 | 37.9 | 37.9 | 37.9 | 37.9 | 37.9 | 37.9 | 37.9 | 37.9 | 37.9 | 37.9 | 37.9 | 37.9 | 37.9 | 37.9 | 37.9 | 37.9 | 37.9 | 37.9 | 37.9 | 37.9 | 37.9
AUSTIN HYDRO 1 |  | AUSTPL_AUSTING1 | HY | HYDRO | OPER | CONV | TRAVIS | SOUTH | 1940-04-01 | 9 | 8 | 8 | 8 | 8 | 8 | 8 | 8 | 8 | 8 | 8 | 8 | 8 | 8 | 8 | 8 | 8 | 8 | 8 | 8 | 8
AUSTIN HYDRO 2 |  | AUSTPL_AUSTING2 | HY | HYDRO | OPER | CONV | TRAVIS | SOUTH | 1940-04-01 | 9 | 9 | 9 | 9 | 9 | 9 | 9 | 9 | 9 | 9 | 9 | 9 | 9 | 9 | 9 | 9 | 9 | 9 | 9 | 9 | 9
BUCHANAN HYDRO 1 |  | BUCHAN_BUCHANG1 | HY | HYDRO | OPER | CONV | LLANO | SOUTH | 1938-01-01 | 18.3 | 16 | 16 | 16 | 16 | 16 | 16 | 16 | 16 | 16 | 16 | 16 | 16 | 16 | 16 | 16 | 16 | 16 | 16 | 16 | 16
BUCHANAN HYDRO 2 |  | BUCHAN_BUCHANG2 | HY | HYDRO | OPER | CONV | LLANO | SOUTH | 1938-01-01 | 18.3 | 16 | 16 | 16 | 16 | 16 | 16 | 16 | 16 | 16 | 16 | 16 | 16 | 16 | 16 | 16 | 16 | 16 | 16 | 16 | 16
BUCHANAN HYDRO 3 |  | BUCHAN_BUCHANG3 | HY | HYDRO | OPER | CONV | LLANO | SOUTH | 1950-05-19 | 18.3 | 17 | 17 | 17 | 17 | 17 | 17 | 17 | 17 | 17 | 17 | 17 | 17 | 17 | 17 | 17 | 17 | 17 | 17 | 17 | 17
DENISON DAM 1 |  | DNDAM_DENISOG1 | HY | HYDRO | OPER | CONV | GRAYSON | NORTH | 1944-03-01 | 50.8 | 49.5 | 49.5 | 49.5 | 49.5 | 49.5 | 49.5 | 49.5 | 49.5 | 49.5 | 49.5 | 49.5 | 49.5 | 49.5 | 49.5 | 49.5 | 49.5 | 49.5 | 49.5 | 49.5 | 49.5
DENISON DAM 2 |  | DNDAM_DENISOG2 | HY | HYDRO | OPER | CONV | GRAYSON | NORTH | 1948-03-04 | 50.8 | 49.5 | 49.5 | 49.5 | 49.5 | 49.5 | 49.5 | 49.5 | 49.5 | 49.5 | 49.5 | 49.5 | 49.5 | 49.5 | 49.5 | 49.5 | 49.5 | 49.5 | 49.5 | 49.5 | 49.5
EAGLE PASS HYDRO |  | EAGLE_HY_EAGLE_HY1 | HY | HYDRO | OPER | CONV-TGR | MAVERICK | SOUTH | 1928-01-01 | 9.6 | 9.6 | 9.6 | 9.6 | 9.6 | 9.6 | 9.6 | 9.6 | 9.6 | 9.6 | 9.6 | 9.6 | 9.6 | 9.6 | 9.6 | 9.6 | 9.6 | 9.6 | 9.6 | 9.6 | 9.6
FALCON HYDRO 1 |  | FALCON_FALCONG1 | HY | HYDRO | OPER | CONV | STARR | SOUTH | 1954-10-11 | 12 | 12 | 12 | 12 | 12 | 12 | 12 | 12 | 12 | 12 | 12 | 12 | 12 | 12 | 12 | 12 | 12 | 12 | 12 | 12 | 12
FALCON HYDRO 2 |  | FALCON_FALCONG2 | HY | HYDRO | OPER | CONV | STARR | SOUTH | 1954-10-11 | 12 | 12 | 12 | 12 | 12 | 12 | 12 | 12 | 12 | 12 | 12 | 12 | 12 | 12 | 12 | 12 | 12 | 12 | 12 | 12 | 12
FALCON HYDRO 3 |  | FALCON_FALCONG3 | HY | HYDRO | OPER | CONV | STARR | SOUTH | 1954-10-11 | 12 | 12 | 12 | 12 | 12 | 12 | 12 | 12 | 12 | 12 | 12 | 12 | 12 | 12 | 12 | 12 | 12 | 12 | 12 | 12 | 12
GRANITE SHOALS HYDRO 1 |  | WIRTZ_WIRTZ_G1 | HY | HYDRO | OPER | CONV | BURNET | SOUTH | 1951-06-28 | 29 | 29 | 29 | 29 | 29 | 29 | 29 | 29 | 29 | 29 | 29 | 29 | 29 | 29 | 29 | 29 | 29 | 29 | 29 | 29 | 29
GRANITE SHOALS HYDRO 2 |  | WIRTZ_WIRTZ_G2 | HY | HYDRO | OPER | CONV | BURNET | SOUTH | 1951-08-03 | 29 | 29 | 29 | 29 | 29 | 29 | 29 | 29 | 29 | 29 | 29 | 29 | 29 | 29 | 29 | 29 | 29 | 29 | 29 | 29 | 29
GUADALUPE BLANCO RIVER AUTH-CANYON |  | CANYHY_CANYHYG1 | HY | HYDRO | OPER | CONV-TGR | COMAL | SOUTH | 1928-01-01 | 6 | 6 | 6 | 6 | 6 | 6 | 6 | 6 | 6 | 6 | 6 | 6 | 6 | 6 | 6 | 6 | 6 | 6 | 6 | 6 | 6
INKS HYDRO 1 |  | INKSDA_INKS_G1 | HY | HYDRO | OPER | CONV | LLANO | SOUTH | 1938-01-01 | 15 | 14 | 14 | 14 | 14 | 14 | 14 | 14 | 14 | 14 | 14 | 14 | 14 | 14 | 14 | 14 | 14 | 14 | 14 | 14 | 14
MARBLE FALLS HYDRO 1 |  | MARBFA_MARBFAG1 | HY | HYDRO | OPER | CONV | BURNET | SOUTH | 1951-10-10 | 21 | 21 | 21 | 21 | 21 | 21 | 21 | 21 | 21 | 21 | 21 | 21 | 21 | 21 | 21 | 21 | 21 | 21 | 21 | 21 | 21
MARBLE FALLS HYDRO 2 |  | MARBFA_MARBFAG2 | HY | HYDRO | OPER | CONV | BURNET | SOUTH | 1951-09-25 | 20 | 20 | 20 | 20 | 20 | 20 | 20 | 20 | 20 | 20 | 20 | 20 | 20 | 20 | 20 | 20 | 20 | 20 | 20 | 20 | 20
MARSHALL FORD HYDRO 1 |  | MARSFO_MARSFOG1 | HY | HYDRO | OPER | CONV | TRAVIS | SOUTH | 1941-01-01 | 36 | 36 | 36 | 36 | 36 | 36 | 36 | 36 | 36 | 36 | 36 | 36 | 36 | 36 | 36 | 36 | 36 | 36 | 36 | 36 | 36
MARSHALL FORD HYDRO 2 |  | MARSFO_MARSFOG2 | HY | HYDRO | OPER | CONV | TRAVIS | SOUTH | 1941-01-01 | 36 | 36 | 36 | 36 | 36 | 36 | 36 | 36 | 36 | 36 | 36 | 36 | 36 | 36 | 36 | 36 | 36 | 36 | 36 | 36 | 36
MARSHALL FORD HYDRO 3 |  | MARSFO_MARSFOG3 | HY | HYDRO | OPER | CONV | TRAVIS | SOUTH | 1941-01-01 | 36 | 36 | 36 | 36 | 36 | 36 | 36 | 36 | 36 | 36 | 36 | 36 | 36 | 36 | 36 | 36 | 36 | 36 | 36 | 36 | 36
WHITNEY DAM HYDRO |  | WND_WHITNEY1 | HY | HYDRO | OPER | CONV | BOSQUE | NORTH | 1953-01-01 | 22 | 22 | 22 | 22 | 22 | 22 | 22 | 22 | 22 | 22 | 22 | 22 | 22 | 22 | 22 | 22 | 22 | 22 | 22 | 22 | 22
WHITNEY DAM HYDRO 2 |  | WND_WHITNEY2 | HY | HYDRO | OPER | CONV | BOSQUE | NORTH | 1953-01-01 | 22 | 22 | 22 | 22 | 22 | 22 | 22 | 22 | 22 | 22 | 22 | 22 | 22 | 22 | 22 | 22 | 22 | 22 | 22 | 22 | 22
GUADALUPE BLANCO RIVER AUTH-MCQUEENEY |  | MCQUE_5UNITS | HY | HYDRO | OPER | CONV-SODG | GUADALUPE | SOUTH | 1928-01-01 | 7.7 | 7.7 | 7.7 | 7.7 | 7.7 | 7.7 | 7.7 | 7.7 | 7.7 | 7.7 | 7.7 | 7.7 | 7.7 | 7.7 | 7.7 | 7.7 | 7.7 | 7.7 | 7.7 | 7.7 | 7.7
GUADALUPE BLANCO RIVER AUTH-SCHUMANSVILLE |  | SCHUM_2UNITS | HY | HYDRO | OPER | CONV-SODG | GUADALUPE | SOUTH | 1928-01-01 | 3.6 | 3.6 | 3.6 | 3.6 | 3.6 | 3.6 | 3.6 | 3.6 | 3.6 | 3.6 | 3.6 | 3.6 | 3.6 | 3.6 | 3.6 | 3.6 | 3.6 | 3.6 | 3.6 | 3.6 | 3.6
ANTELOPE IC 1 |  | AEEC_ANTLP_1 | IC | GAS | OPER | SWGR-AVA | HALE | PANHANDLE | 2016-04-01 | 56.04 | 54 | 54 | 54 | 54 | 54 | 56 | 56 | 56 | 56 | 56 | 56 | 56 | 56 | 56 | 56 | 56 | 56 | 56 | 56 | 56
ANTELOPE IC 2 |  | AEEC_ANTLP_2 | IC | GAS | OPER | SWGR-AVA | HALE | PANHANDLE | 2016-04-01 | 56.04 | 54 | 54 | 54 | 54 | 54 | 56 | 56 | 56 | 56 | 56 | 56 | 56 | 56 | 56 | 56 | 56 | 56 | 56 | 56 | 56
ANTELOPE IC 3 |  | AEEC_ANTLP_3 | IC | GAS | OPER | SWGR-AVA | HALE | PANHANDLE | 2016-04-01 | 56.04 | 54 | 54 | 54 | 54 | 54 | 56 | 56 | 56 | 56 | 56 | 56 | 56 | 56 | 56 | 56 | 56 | 56 | 56 | 56 | 56
ELK STATION CTG 1 |  | AEEC_ELK_1 | GT | GAS | OPER | SWGR-AVA | HALE | PANHANDLE | 2016-04-01 | 202 | 190 | 190 | 190 | 190 | 190 | 200 | 200 | 200 | 200 | 200 | 195 | 195 | 195 | 195 | 195 | 195 | 195 | 195 | 195 | 195
ELK STATION CTG 2 |  | AEEC_ELK_2 | GT | GAS | OPER | SWGR-AVA | HALE | PANHANDLE | 2016-04-01 | 202 | 190 | 190 | 190 | 190 | 190 | 200 | 200 | 200 | 200 | 200 | 195 | 195 | 195 | 195 | 195 | 195 | 195 | 195 | 195 | 195
ELK STATION CTG 3 |  | AEEC_ELK_3 | GT | GAS | OPER | SWGR-AVA | HALE | PANHANDLE | 2016-04-01 | 202 | 190 | 190 | 190 | 190 | 190 | 200 | 200 | 200 | 200 | 200 | 195 | 195 | 195 | 195 | 195 | 195 | 195 | 195 | 195 | 195
TENASKA FRONTIER STATION CTG 1 |  | FTR_FTR_G1 | CC | GAS | OPER | SWGR-AVA | GRIMES | NORTH | 2000-09-17 | 185 | 160 | 160 | 160 | 160 | 160 | 180 | 180 | 180 | 180 | 180 | 180 | 180 | 180 | 180 | 180 | 180 | 180 | 180 | 180 | 180
TENASKA FRONTIER STATION CTG 2 |  | FTR_FTR_G2 | CC | GAS | OPER | SWGR-AVA | GRIMES | NORTH | 2000-09-17 | 185 | 160 | 160 | 160 | 160 | 160 | 180 | 180 | 180 | 180 | 180 | 180 | 180 | 180 | 180 | 180 | 180 | 180 | 180 | 180 | 180
TENASKA FRONTIER STATION CTG 3 |  | FTR_FTR_G3 | CC | GAS | OPER | SWGR-AVA | GRIMES | NORTH | 2000-09-17 | 185 | 160 | 160 | 160 | 160 | 160 | 180 | 180 | 180 | 180 | 180 | 180 | 180 | 180 | 180 | 180 | 180 | 180 | 180 | 180 | 180
TENASKA FRONTIER STATION STG 4 |  | FTR_FTR_G4 | CC | GAS | OPER | SWGR-AVA | GRIMES | NORTH | 2000-09-17 | 400 | 400 | 400 | 400 | 400 | 400 | 400 | 400 | 400 | 400 | 400 | 400 | 400 | 400 | 400 | 400 | 400 | 400 | 400 | 400 | 400
TENASKA GATEWAY STATION CTG 1 |  | TGCCS_CT1 | CC | GAS | OPER | SWGR-AVA | RUSK | NORTH | 2001-07-21 | 179 | 156 | 156 | 156 | 156 | 156 | 162 | 162 | 162 | 162 | 162 | 162 | 162 | 162 | 162 | 162 | 162 | 162 | 162 | 162 | 162
TENASKA GATEWAY STATION CTG 2 |  | TGCCS_CT2 | CC | GAS | OPER | SWGR-AVA | RUSK | NORTH | 2001-07-21 | 179 | 135 | 135 | 135 | 135 | 135 | 179 | 179 | 179 | 179 | 179 | 179 | 179 | 179 | 179 | 179 | 179 | 179 | 179 | 179 | 179
TENASKA GATEWAY STATION CTG 3 |  | TGCCS_CT3 | CC | GAS | OPER | SWGR-AVA | RUSK | NORTH | 2001-07-21 | 179 | 153 | 153 | 153 | 153 | 153 | 178 | 178 | 178 | 178 | 178 | 178 | 178 | 178 | 178 | 178 | 178 | 178 | 178 | 178 | 178
TENASKA GATEWAY STATION STG 4 |  | TGCCS_UNIT4 | CC | GAS | OPER | SWGR-AVA | RUSK | NORTH | 2001-07-21 | 400 | 400 | 400 | 400 | 400 | 400 | 389 | 389 | 389 | 389 | 389 | 389 | 389 | 389 | 389 | 389 | 389 | 389 | 389 | 389 | 389
TENASKA KIAMICHI STATION 1CT101 |  | KMCHI_1CT101 | CC | GAS | OPER | SWGR-AVA | FANNIN | NORTH | 2003-04-01 | 185 | 151 | 151 | 151 | 151 | 151 | 185 | 185 | 185 | 185 | 185 | 162 | 162 | 162 | 162 | 162 | 154 | 154 | 154 | 154 | 154
TENASKA KIAMICHI STATION 1CT201 |  | KMCHI_1CT201 | CC | GAS | OPER | SWGR-AVA | FANNIN | NORTH | 2003-04-01 | 185 | 148 | 148 | 148 | 148 | 148 | 185 | 185 | 185 | 185 | 185 | 158 | 158 | 158 | 158 | 158 | 151 | 151 | 151 | 151 | 151
TENASKA KIAMICHI STATION 1ST |  | KMCHI_1ST | CC | GAS | OPER | SWGR-AVA | FANNIN | NORTH | 2003-04-01 | 330 | 310 | 310 | 310 | 310 | 310 | 330 | 330 | 330 | 330 | 330 | 322 | 322 | 322 | 322 | 322 | 312 | 312 | 312 | 312 | 312
TENASKA KIAMICHI STATION 2CT101 |  | KMCHI_2CT101 | CC | GAS | OPER | SWGR-AVA | FANNIN | NORTH | 2003-04-01 | 185 | 150 | 150 | 150 | 150 | 150 | 185 | 185 | 185 | 185 | 185 | 159 | 159 | 159 | 159 | 159 | 149 | 149 | 149 | 149 | 149
TENASKA KIAMICHI STATION 2CT201 |  | KMCHI_2CT201 | CC | GAS | OPER | SWGR-AVA | FANNIN | NORTH | 2003-04-01 | 185 | 152 | 152 | 152 | 152 | 152 | 185 | 185 | 185 | 185 | 185 | 161 | 161 | 161 | 161 | 161 | 150 | 150 | 150 | 150 | 150
TENASKA KIAMICHI STATION 2ST |  | KMCHI_2ST | CC | GAS | OPER | SWGR-AVA | FANNIN | NORTH | 2003-04-01 | 330 | 311 | 311 | 311 | 311 | 311 | 330 | 330 | 330 | 330 | 330 | 323 | 323 | 323 | 323 | 323 | 317 | 317 | 317 | 317 | 317
ANTELOPE IC 1 |  | AEEC_ANTLP_1_UNAVAIL | IC | GAS | OPER | SWGR-UNA | HALE | PANHANDLE | 2016-04-01 | 0 | -54 | -54 | -54 | -54 | -54 | -56 | -56 | -56 | -56 | 0 | -56 | -56 | -56 | -56 | -56 | -56 | -56 | -56 | -56 | -56
ANTELOPE IC 2 |  | AEEC_ANTLP_2_UNAVAIL | IC | GAS | OPER | SWGR-UNA | HALE | PANHANDLE | 2016-04-01 | 0 | -54 | -54 | -54 | -54 | -54 | 0 | 0 | -56 | -56 | 0 | 0 | 0 | 0 | -56 | -56 | -56 | -56 | -56 | -56 | -56
ANTELOPE IC 3 |  | AEEC_ANTLP_3_UNAVAIL | IC | GAS | OPER | SWGR-UNA | HALE | PANHANDLE | 2016-04-01 | 0 | -54 | -54 | -54 | -54 | -54 | 0 | 0 | 0 | 0 | 0 | 0 | 0 | 0 | 0 | 0 | -56 | -56 | -56 | -56 | -56
ELK STATION CTG 1 |  | AEEC_ELK_1_UNAVAIL | GT | GAS | OPER | SWGR-UNA | HALE | PANHANDLE | 2016-04-01 | 0 | -190 | -190 | -190 | -190 | -190 | -200 | -200 | -200 | -200 | -200 | -195 | -195 | -195 | -195 | -195 | -195 | -195 | -195 | -195 | -195
ELK STATION CTG 2 |  | AEEC_ELK_2_UNAVAIL | GT | GAS | OPER | SWGR-UNA | HALE | PANHANDLE | 2016-04-01 | 0 | -190 | -190 | -190 | -190 | -190 | -200 | -200 | -200 | -200 | -200 | -195 | -195 | -195 | -195 | -195 | -195 | -195 | -195 | -195 | -195
ELK STATION CTG 3 |  | AEEC_ELK_3_UNAVAIL | GT | GAS | OPER | SWGR-UNA | HALE | PANHANDLE | 2016-04-01 | 0 | -190 | -190 | -190 | -190 | -190 | 0 | 0 | 0 | 0 | -200 | 0 | 0 | 0 | 0 | 0 | -195 | -195 | -195 | -195 | -195
TENASKA FRONTIER STATION CTG 1 |  | FTR_FTR_G1_UNAVAIL | CC | GAS | OPER | CONV | GRIMES | NORTH | 2000-09-17 | 0 | 0 | 0 | 0 | 0 | 0 | 0 | 0 | 0 | 0 | 0 | 0 | 0 | 0 | 0 | 0 | 0 | 0 | 0 | 0 | 0
TENASKA FRONTIER STATION CTG 2 |  | FTR_FTR_G2_UNAVAIL | CC | GAS | OPER | CONV | GRIMES | NORTH | 2000-09-17 | 0 | 0 | 0 | 0 | 0 | 0 | 0 | 0 | 0 | 0 | 0 | 0 | 0 | 0 | 0 | 0 | 0 | 0 | 0 | 0 | 0
TENASKA FRONTIER STATION CTG 3 |  | FTR_FTR_G3_UNAVAIL | CC | GAS | OPER | CONV | GRIMES | NORTH | 2000-09-17 | 0 | 0 | 0 | 0 | 0 | 0 | 0 | 0 | 0 | 0 | 0 | 0 | 0 | 0 | 0 | 0 | 0 | 0 | 0 | 0 | 0
TENASKA FRONTIER STATION STG 4 |  | FTR_FTR_G4_UNAVAIL | CC | GAS | OPER | CONV | GRIMES | NORTH | 2000-09-17 | 0 | 0 | 0 | 0 | 0 | 0 | 0 | 0 | 0 | 0 | 0 | 0 | 0 | 0 | 0 | 0 | 0 | 0 | 0 | 0 | 0
TENASKA GATEWAY STATION CTG 1 |  | TGCCS_CT1_UNAVAIL | CC | GAS | OPER | SWGR-UNA | RUSK | NORTH | 2001-07-21 | 0 | -156 | -156 | -156 | 0 | 0 | -162 | -162 | -162 | 0 | 0 | 0 | -162 | -162 | -162 | 0 | -162 | -162 | -162 | 0 | 0
TENASKA GATEWAY STATION CTG 2 |  | TGCCS_CT2_UNAVAIL | CC | GAS | OPER | SWGR-UNA | RUSK | NORTH | 2001-07-21 | 0 | -135 | -135 | -135 | -135 | -135 | -179 | -179 | -179 | -179 | -179 | 0 | 0 | 0 | 0 | -179 | 0 | 0 | 0 | -179 | -179
TENASKA GATEWAY STATION CTG 3 |  | TGCCS_CT3_UNAVAIL | CC | GAS | OPER | SWGR-UNA | RUSK | NORTH | 2001-07-21 | 0 | -153 | -153 | -153 | 0 | -153 | -178 | -178 | -178 | 0 | -178 | -178 | 0 | 0 | 0 | -178 | 0 | 0 | 0 | 0 | -178
TENASKA GATEWAY STATION STG 4 |  | TGCCS_UNIT4_UNAVAIL | CC | GAS | OPER | SWGR-UNA | RUSK | NORTH | 2001-07-21 | 0 | -400 | -400 | -400 | -400 | 0 | -389 | -389 | -389 | -389 | 0 | 0 | 0 | 0 | 0 | 0 | 0 | 0 | 0 | 0 | 0
TENASKA KIAMICHI STATION 1CT101 |  | KMCHI_1CT101_UNAVAIL | CC | GAS | OPER | SWGR-UNA | FANNIN | NORTH | 2003-04-01 | 0 | -151 | -151 | -151 | -151 | -151 | 0 | -185 | -185 | -185 | -185 | 0 | 0 | 0 | 0 | 0 | 0 | 0 | 0 | 0 | 0
TENASKA KIAMICHI STATION 1CT201 |  | KMCHI_1CT201_UNAVAIL | CC | GAS | OPER | CONV | FANNIN | NORTH | 2003-04-01 | 0 | 0 | -148 | -148 | -148 | -148 | 0 | -185 | -185 | -185 | -185 | 0 | 0 | 0 | 0 | 0 | 0 | 0 | 0 | 0 | 0
TENASKA KIAMICHI STATION 1ST |  | KMCHI_1ST_UNAVAIL | CC | GAS | OPER | CONV | FANNIN | NORTH | 2003-04-01 | 0 | 0 | 0 | 0 | 0 | 0 | 0 | 0 | 0 | 0 | 0 | 0 | 0 | 0 | 0 | 0 | 0 | 0 | 0 | 0 | 0
TENASKA KIAMICHI STATION 2CT101 |  | KMCHI_2CT101_UNAVAIL | CC | GAS | OPER | SWGR-UNA | FANNIN | NORTH | 2003-04-01 | 0 | -150 | -150 | -150 | -150 | -150 | -185 | -185 | -185 | -185 | -185 | -159 | -159 | -159 | -159 | -159 | -149 | -149 | -149 | -149 | 0
TENASKA KIAMICHI STATION 2CT201 |  | KMCHI_2CT201_UNAVAIL | CC | GAS | OPER | SWGR-UNA | FANNIN | NORTH | 2003-04-01 | 0 | -152 | -152 | -152 | -152 | -152 | 0 | -185 | -185 | -185 | -185 | 0 | 0 | -161 | -161 | -161 | 0 | -150 | -150 | -150 | -150
TENASKA KIAMICHI STATION 2ST |  | KMCHI_2ST_UNAVAIL | CC | GAS | OPER | SWGR-UNA | FANNIN | NORTH | 2003-04-01 | 0 | -311 | -311 | -311 | -311 | -311 | 0 | -330 | -330 | -330 | -330 | 0 | 0 | 0 | 0 | 0 | 0 | 0 | 0 | 0 | 0
AGUAYO WIND U1 |  | AGUAYO_UNIT1 | WT | WIND-O | OPER | CONV | MILLS | NORTH | 2023-10-17 | 193.5 | 192.9 | 192.9 | 192.9 | 192.9 | 192.9 | 192.9 | 192.9 | 192.9 | 192.9 | 192.9 | 192.9 | 192.9 | 192.9 | 192.9 | 192.9 | 192.9 | 192.9 | 192.9 | 192.9 | 192.9
AMADEUS WIND 1 U1 |  | AMADEUS1_UNIT1 | WT | WIND-O | OPER | CONV | FISHER | WEST | 2021-04-05 | 36.7 | 36.7 | 36.7 | 36.7 | 36.7 | 36.7 | 36.7 | 36.7 | 36.7 | 36.7 | 36.7 | 36.7 | 36.7 | 36.7 | 36.7 | 36.7 | 36.7 | 36.7 | 36.7 | 36.7 | 36.7
AMADEUS WIND 1 U2 |  | AMADEUS1_UNIT2 | WT | WIND-O | OPER | CONV | FISHER | WEST | 2021-04-05 | 35.8 | 35.8 | 35.8 | 35.8 | 35.8 | 35.8 | 35.8 | 35.8 | 35.8 | 35.8 | 35.8 | 35.8 | 35.8 | 35.8 | 35.8 | 35.8 | 35.8 | 35.8 | 35.8 | 35.8 | 35.8
AMADEUS WIND 2 U1 |  | AMADEUS2_UNIT3 | WT | WIND-O | OPER | CONV | FISHER | WEST | 2021-04-05 | 177.7 | 177.7 | 177.7 | 177.7 | 177.7 | 177.7 | 177.7 | 177.7 | 177.7 | 177.7 | 177.7 | 177.7 | 177.7 | 177.7 | 177.7 | 177.7 | 177.7 | 177.7 | 177.7 | 177.7 | 177.7
ANACACHO WIND |  | ANACACHO_ANA | WT | WIND-O | OPER | CONV | KINNEY | SOUTH | 2012-12-27 | 99.83 | 99.8 | 99.8 | 99.8 | 99.8 | 99.8 | 99.8 | 99.8 | 99.8 | 99.8 | 99.8 | 99.8 | 99.8 | 99.8 | 99.8 | 99.8 | 99.8 | 99.8 | 99.8 | 99.8 | 99.8
ANCHOR WIND U2 |  | ANCHOR_WIND2 | WT | WIND-O | OPER | CONV | CALLAHAN | WEST | 2024-04-15 | 98.9 | 98.9 | 98.9 | 98.9 | 98.9 | 98.9 | 98.9 | 98.9 | 98.9 | 98.9 | 98.9 | 98.9 | 98.9 | 98.9 | 98.9 | 98.9 | 98.9 | 98.9 | 98.9 | 98.9 | 98.9
ANCHOR WIND U3 |  | ANCHOR_WIND3 | WT | WIND-O | OPER | CONV | CALLAHAN | WEST | 2024-04-15 | 90 | 90 | 90 | 90 | 90 | 90 | 90 | 90 | 90 | 90 | 90 | 90 | 90 | 90 | 90 | 90 | 90 | 90 | 90 | 90 | 90
ANCHOR WIND U4 |  | ANCHOR_WIND4 | WT | WIND-O | OPER | CONV | CALLAHAN | WEST | 2024-04-15 | 38.7 | 38.7 | 38.7 | 38.7 | 38.7 | 38.7 | 38.7 | 38.7 | 38.7 | 38.7 | 38.7 | 38.7 | 38.7 | 38.7 | 38.7 | 38.7 | 38.7 | 38.7 | 38.7 | 38.7 | 38.7
ANCHOR WIND U5 |  | ANCHOR_WIND5 | WT | WIND-O | OPER | CONV | CALLAHAN | WEST | 2024-04-15 | 19.3 | 19.3 | 19.3 | 19.3 | 19.3 | 19.3 | 19.3 | 19.3 | 19.3 | 19.3 | 19.3 | 19.3 | 19.3 | 19.3 | 19.3 | 19.3 | 19.3 | 19.3 | 19.3 | 19.3 | 19.3
APOGEE WIND U1 |  | APOGEE_UNIT1 | WT | WIND-O | OPER | CONV | THROCKMORTON | WEST | 2024-04-19 | 25 | 25 | 25 | 25 | 25 | 25 | 25 | 25 | 25 | 25 | 25 | 25 | 25 | 25 | 25 | 25 | 25 | 25 | 25 | 25 | 25
APOGEE WIND U2 |  | APOGEE_UNIT2 | WT | WIND-O | OPER | CONV | THROCKMORTON | WEST | 2024-04-19 | 14 | 14 | 14 | 14 | 14 | 14 | 14 | 14 | 14 | 14 | 14 | 14 | 14 | 14 | 14 | 14 | 14 | 14 | 14 | 14 | 14
APOGEE WIND U3 |  | APOGEE_UNIT3 | WT | WIND-O | OPER | CONV | THROCKMORTON | WEST | 2024-04-19 | 30.2 | 30.2 | 30.2 | 30.2 | 30.2 | 30.2 | 30.2 | 30.2 | 30.2 | 30.2 | 30.2 | 30.2 | 30.2 | 30.2 | 30.2 | 30.2 | 30.2 | 30.2 | 30.2 | 30.2 | 30.2
APOGEE WIND U4 |  | APOGEE_UNIT4 | WT | WIND-O | OPER | CONV | THROCKMORTON | WEST | 2024-04-19 | 115 | 115 | 115 | 115 | 115 | 115 | 115 | 115 | 115 | 115 | 115 | 115 | 115 | 115 | 115 | 115 | 115 | 115 | 115 | 115 | 115
APOGEE WIND U5 |  | APOGEE_UNIT5 | WT | WIND-O | OPER | CONV | THROCKMORTON | WEST | 2024-04-19 | 110 | 110 | 110 | 110 | 110 | 110 | 110 | 110 | 110 | 110 | 110 | 110 | 110 | 110 | 110 | 110 | 110 | 110 | 110 | 110 | 110
APOGEE WIND U6 |  | APOGEE_UNIT6 | WT | WIND-O | OPER | CONV | THROCKMORTON | WEST | 2024-04-19 | 24 | 24 | 24 | 24 | 24 | 24 | 24 | 24 | 24 | 24 | 24 | 24 | 24 | 24 | 24 | 24 | 24 | 24 | 24 | 24 | 24
APOGEE WIND U7 |  | APOGEE_UNIT7 | WT | WIND-O | OPER | CONV | THROCKMORTON | WEST | 2024-04-19 | 75 | 75 | 75 | 75 | 75 | 75 | 75 | 75 | 75 | 75 | 75 | 75 | 75 | 75 | 75 | 75 | 75 | 75 | 75 | 75 | 75
APPALOOSA RUN WIND U1 |  | APPALOSA_UNIT1 | WT | WIND-O | OPER | CONV | UPTON | WEST | 2024-03-06 | 157.9 | 157.9 | 157.9 | 157.9 | 157.9 | 157.9 | 157.9 | 157.9 | 157.9 | 157.9 | 157.9 | 157.9 | 157.9 | 157.9 | 157.9 | 157.9 | 157.9 | 157.9 | 157.9 | 157.9 | 157.9
APPALOOSA RUN WIND U2 |  | APPALOSA_UNIT2 | WT | WIND-O | OPER | CONV | UPTON | WEST | 2024-03-06 | 13.9 | 13.9 | 13.9 | 13.9 | 13.9 | 13.9 | 13.9 | 13.9 | 13.9 | 13.9 | 13.9 | 13.9 | 13.9 | 13.9 | 13.9 | 13.9 | 13.9 | 13.9 | 13.9 | 13.9 | 13.9
AQUILLA LAKE WIND U1 |  | AQUILLA_U1_23 | WT | WIND-O | OPER | CONV | HILL & LIMESTONE | NORTH | 2023-01-31 | 13.9 | 13.9 | 13.9 | 13.9 | 13.9 | 13.9 | 13.9 | 13.9 | 13.9 | 13.9 | 13.9 | 13.9 | 13.9 | 13.9 | 13.9 | 13.9 | 13.9 | 13.9 | 13.9 | 13.9 | 13.9
AQUILLA LAKE WIND U2 |  | AQUILLA_U1_28 | WT | WIND-O | OPER | CONV | HILL & LIMESTONE | NORTH | 2023-01-31 | 135.4 | 135.4 | 135.4 | 135.4 | 135.4 | 135.4 | 135.4 | 135.4 | 135.4 | 135.4 | 135.4 | 135.4 | 135.4 | 135.4 | 135.4 | 135.4 | 135.4 | 135.4 | 135.4 | 135.4 | 135.4
AQUILLA LAKE 2 WIND U1 |  | AQUILLA_U2_23 | WT | WIND-O | OPER | CONV | HILL & LIMESTONE | NORTH | 2023-01-31 | 7 | 7 | 7 | 7 | 7 | 7 | 7 | 7 | 7 | 7 | 7 | 7 | 7 | 7 | 7 | 7 | 7 | 7 | 7 | 7 | 7
AQUILLA LAKE 2 WIND U2 |  | AQUILLA_U2_28 | WT | WIND-O | OPER | CONV | HILL & LIMESTONE | NORTH | 2023-01-31 | 143.8 | 143.8 | 143.8 | 143.8 | 143.8 | 143.8 | 143.8 | 143.8 | 143.8 | 143.8 | 143.8 | 143.8 | 143.8 | 143.8 | 143.8 | 143.8 | 143.8 | 143.8 | 143.8 | 143.8 | 143.8
AVIATOR WIND U1 |  | AVIATOR_UNIT1 | WT | WIND-O | OPER | CONV | COKE | WEST | 2021-06-22 | 180.12 | 180.1 | 180.1 | 180.1 | 180.1 | 180.1 | 180.1 | 180.1 | 180.1 | 180.1 | 180.1 | 180.1 | 180.1 | 180.1 | 180.1 | 180.1 | 180.1 | 180.1 | 180.1 | 180.1 | 180.1
AVIATOR WIND U2 |  | AVIATOR_UNIT2 | WT | WIND-O | OPER | CONV | COKE | WEST | 2021-06-22 | 145.64 | 145.6 | 145.6 | 145.6 | 145.6 | 145.6 | 145.6 | 145.6 | 145.6 | 145.6 | 145.6 | 145.6 | 145.6 | 145.6 | 145.6 | 145.6 | 145.6 | 145.6 | 145.6 | 145.6 | 145.6
AVIATOR WIND U3 |  | DEWOLF_UNIT1 | WT | WIND-O | OPER | CONV | COKE | WEST | 2021-06-22 | 199.26 | 199.3 | 199.3 | 199.3 | 199.3 | 199.3 | 199.3 | 199.3 | 199.3 | 199.3 | 199.3 | 199.3 | 199.3 | 199.3 | 199.3 | 199.3 | 199.3 | 199.3 | 199.3 | 199.3 | 199.3
BLACKJACK CREEK WIND U1 |  | BLACKJAK_UNIT1 | WT | WIND-O | OPER | CONV | BEE | SOUTH | 2023-05-12 | 120 | 120 | 120 | 120 | 120 | 120 | 120 | 120 | 120 | 120 | 120 | 120 | 120 | 120 | 120 | 120 | 120 | 120 | 120 | 120 | 120
BLACKJACK CREEK WIND U2 |  | BLACKJAK_UNIT2 | WT | WIND-O | OPER | CONV | BEE | SOUTH | 2023-05-12 | 120 | 120 | 120 | 120 | 120 | 120 | 120 | 120 | 120 | 120 | 120 | 120 | 120 | 120 | 120 | 120 | 120 | 120 | 120 | 120 | 120
BAFFIN WIND UNIT1 |  | BAFFIN_UNIT1 | WT | WIND-C | OPER | CONV | KENEDY | COASTAL | 2016-06-24 | 100 | 100 | 100 | 100 | 100 | 100 | 100 | 100 | 100 | 100 | 100 | 100 | 100 | 100 | 100 | 100 | 100 | 100 | 100 | 100 | 100
BAFFIN WIND UNIT2 |  | BAFFIN_UNIT2 | WT | WIND-C | OPER | CONV | KENEDY | COASTAL | 2016-06-24 | 102 | 102 | 102 | 102 | 102 | 102 | 102 | 102 | 102 | 102 | 102 | 102 | 102 | 102 | 102 | 102 | 102 | 102 | 102 | 102 | 102
BARROW RANCH (JUMBO HILL WIND) 1 |  | BARROW_UNIT1 | WT | WIND-O | OPER | CONV | ANDREWS | WEST | 2021-09-07 | 90.2 | 90.2 | 90.2 | 90.2 | 90.2 | 90.2 | 90.2 | 90.2 | 90.2 | 90.2 | 90.2 | 90.2 | 90.2 | 90.2 | 90.2 | 90.2 | 90.2 | 90.2 | 90.2 | 90.2 | 90.2
BARROW RANCH (JUMBO HILL WIND) 2 |  | BARROW_UNIT2 | WT | WIND-O | OPER | CONV | ANDREWS | WEST | 2021-09-07 | 70.5 | 70.5 | 70.5 | 70.5 | 70.5 | 70.5 | 70.5 | 70.5 | 70.5 | 70.5 | 70.5 | 70.5 | 70.5 | 70.5 | 70.5 | 70.5 | 70.5 | 70.5 | 70.5 | 70.5 | 70.5
BARTON CHAPEL WIND |  | BRTSW_BCW1 | WT | WIND-O | OPER | CONV | JACK | NORTH | 2007-12-01 | 120 | 120 | 120 | 120 | 120 | 120 | 120 | 120 | 120 | 120 | 120 | 120 | 120 | 120 | 120 | 120 | 120 | 120 | 120 | 120 | 120
BLUE SUMMIT WIND 1 A |  | BLSUMMIT_BLSMT1_5 | WT | WIND-O | OPER | CONV | WILBARGER | WEST | 2013-12-16 | 132.84 | 132.8 | 132.8 | 132.8 | 132.8 | 132.8 | 132.8 | 132.8 | 132.8 | 132.8 | 132.8 | 132.8 | 132.8 | 132.8 | 132.8 | 132.8 | 132.8 | 132.8 | 132.8 | 132.8 | 132.8
BLUE SUMMIT WIND 1 B |  | BLSUMMIT_BLSMT1_6 | WT | WIND-O | OPER | CONV | WILBARGER | WEST | 2013-12-16 | 6.96 | 6.9 | 6.9 | 6.9 | 6.9 | 6.9 | 6.9 | 6.9 | 6.9 | 6.9 | 6.9 | 6.9 | 6.9 | 6.9 | 6.9 | 6.9 | 6.9 | 6.9 | 6.9 | 6.9 | 6.9
BLUE SUMMIT WIND 2 A |  | BLSUMMIT_UNIT2_25 | WT | WIND-O | OPER | CONV | WILBARGER | WEST | 2020-04-06 | 92.5 | 92.5 | 92.5 | 92.5 | 92.5 | 92.5 | 92.5 | 92.5 | 92.5 | 92.5 | 92.5 | 92.5 | 92.5 | 92.5 | 92.5 | 92.5 | 92.5 | 92.5 | 92.5 | 92.5 | 92.5
BLUE SUMMIT WIND 2 B |  | BLSUMMIT_UNIT2_17 | WT | WIND-O | OPER | CONV | WILBARGER | WEST | 2020-04-06 | 6.9 | 6.9 | 6.9 | 6.9 | 6.9 | 6.9 | 6.9 | 6.9 | 6.9 | 6.9 | 6.9 | 6.9 | 6.9 | 6.9 | 6.9 | 6.9 | 6.9 | 6.9 | 6.9 | 6.9 | 6.9
BLUE SUMMIT WIND 3 A |  | BLSUMIT3_UNIT_17 | WT | WIND-O | OPER | CONV | WILBARGER | WEST | 2020-05-19 | 13.7 | 13.4 | 13.4 | 13.4 | 13.4 | 13.4 | 13.4 | 13.4 | 13.4 | 13.4 | 13.4 | 13.4 | 13.4 | 13.4 | 13.4 | 13.4 | 13.4 | 13.4 | 13.4 | 13.4 | 13.4
BLUE SUMMIT WIND 3 B |  | BLSUMIT3_UNIT_25 | WT | WIND-O | OPER | CONV | WILBARGER | WEST | 2020-05-19 | 186.5 | 182.4 | 182.4 | 182.4 | 182.4 | 182.4 | 182.4 | 182.4 | 182.4 | 182.4 | 182.4 | 182.4 | 182.4 | 182.4 | 182.4 | 182.4 | 182.4 | 182.4 | 182.4 | 182.4 | 182.4
BOBCAT BLUFF WIND |  | BCATWIND_WIND_1 | WT | WIND-O | OPER | CONV | ARCHER | WEST | 2020-04-17 | 162 | 162 | 162 | 162 | 162 | 162 | 162 | 162 | 162 | 162 | 162 | 162 | 162 | 162 | 162 | 162 | 162 | 162 | 162 | 162 | 162
BRISCOE WIND |  | BRISCOE_WIND | WT | WIND-P | OPER | CONV | BRISCOE | PANHANDLE | 2015-11-13 | 149.85 | 149.8 | 149.8 | 149.8 | 149.8 | 149.8 | 149.8 | 149.8 | 149.8 | 149.8 | 149.8 | 149.8 | 149.8 | 149.8 | 149.8 | 149.8 | 149.8 | 149.8 | 149.8 | 149.8 | 149.8
BRUENNING'S BREEZE A |  | BBREEZE_UNIT1 | WT | WIND-C | OPER | CONV | WILLACY | COASTAL | 2017-12-31 | 120 | 120 | 120 | 120 | 120 | 120 | 120 | 120 | 120 | 120 | 120 | 120 | 120 | 120 | 120 | 120 | 120 | 120 | 120 | 120 | 120
BRUENNING'S BREEZE B |  | BBREEZE_UNIT2 | WT | WIND-C | OPER | CONV | WILLACY | COASTAL | 2017-12-31 | 108 | 108 | 108 | 108 | 108 | 108 | 108 | 108 | 108 | 108 | 108 | 108 | 108 | 108 | 108 | 108 | 108 | 108 | 108 | 108 | 108
BUCKTHORN WIND 1 A |  | BUCKTHRN_UNIT1 | WT | WIND-O | OPER | CONV | ERATH | NORTH | 2017-12-12 | 44.9 | 44.9 | 44.9 | 44.9 | 44.9 | 44.9 | 44.9 | 44.9 | 44.9 | 44.9 | 44.9 | 44.9 | 44.9 | 44.9 | 44.9 | 44.9 | 44.9 | 44.9 | 44.9 | 44.9 | 44.9
BUCKTHORN WIND 1 B |  | BUCKTHRN_UNIT2 | WT | WIND-O | OPER | CONV | ERATH | NORTH | 2017-12-12 | 55.7 | 55.7 | 55.7 | 55.7 | 55.7 | 55.7 | 55.7 | 55.7 | 55.7 | 55.7 | 55.7 | 55.7 | 55.7 | 55.7 | 55.7 | 55.7 | 55.7 | 55.7 | 55.7 | 55.7 | 55.7
BUFFALO GAP WIND 1 | 26INR0622 | BUFF_GAP_UNIT1 | WT | WIND-O | OPER | CONV | TAYLOR | WEST | 2006-04-21 | 120.6 | 120.6 | 120.6 | 120.6 | 120.6 | 120.6 | 120.6 | 120.6 | 120.6 | 120.6 | 120.6 | 120.6 | 120.6 | 120.6 | 120.6 | 120.6 | 120.6 | 120.6 | 120.6 | 120.6 | 120.6
BUFFALO GAP WIND 2_1 | 26INR0625 | BUFF_GAP_UNIT2_1 | WT | WIND-O | OPER | CONV | TAYLOR | WEST | 2007-07-01 | 115.5 | 115.5 | 115.5 | 115.5 | 115.5 | 115.5 | 115.5 | 115.5 | 115.5 | 115.5 | 115.5 | 115.5 | 115.5 | 115.5 | 115.5 | 115.5 | 115.5 | 115.5 | 115.5 | 115.5 | 115.5
BUFFALO GAP WIND 2_2 | 26INR0625 | BUFF_GAP_UNIT2_2 | WT | WIND-O | OPER | CONV | TAYLOR | WEST | 2007-07-01 | 117 | 117 | 117 | 117 | 117 | 117 | 117 | 117 | 117 | 117 | 117 | 117 | 117 | 117 | 117 | 117 | 117 | 117 | 117 | 117 | 117
BUFFALO GAP WIND 3 | 26INR0626 | BUFF_GAP_UNIT3 | WT | WIND-O | OPER | CONV | TAYLOR | WEST | 2008-07-30 | 170.2 | 170.2 | 170.2 | 170.2 | 170.2 | 170.2 | 170.2 | 170.2 | 170.2 | 170.2 | 170.2 | 170.2 | 170.2 | 170.2 | 170.2 | 170.2 | 170.2 | 170.2 | 170.2 | 170.2 | 170.2
BULL CREEK WIND U1 |  | BULLCRK_WND1 | WT | WIND-O | OPER | CONV | BORDEN | WEST | 2009-05-14 | 89 | 88 | 88 | 88 | 88 | 88 | 88 | 88 | 88 | 88 | 88 | 88 | 88 | 88 | 88 | 88 | 88 | 88 | 88 | 88 | 88
BULL CREEK WIND U2 |  | BULLCRK_WND2 | WT | WIND-O | OPER | CONV | BORDEN | WEST | 2009-05-14 | 91 | 90 | 90 | 90 | 90 | 90 | 90 | 90 | 90 | 90 | 90 | 90 | 90 | 90 | 90 | 90 | 90 | 90 | 90 | 90 | 90
CABEZON WIND (RIO BRAVO I WIND) 1 A |  | CABEZON_WIND1 | WT | WIND-O | OPER | CONV | STARR | SOUTH | 2019-12-17 | 115.2 | 115.2 | 115.2 | 115.2 | 115.2 | 115.2 | 115.2 | 115.2 | 115.2 | 115.2 | 115.2 | 115.2 | 115.2 | 115.2 | 115.2 | 115.2 | 115.2 | 115.2 | 115.2 | 115.2 | 115.2
CABEZON WIND (RIO BRAVO I WIND) 1 B |  | CABEZON_WIND2 | WT | WIND-O | OPER | CONV | STARR | SOUTH | 2019-12-17 | 122.4 | 122.4 | 122.4 | 122.4 | 122.4 | 122.4 | 122.4 | 122.4 | 122.4 | 122.4 | 122.4 | 122.4 | 122.4 | 122.4 | 122.4 | 122.4 | 122.4 | 122.4 | 122.4 | 122.4 | 122.4
CACTUS FLATS WIND U1 |  | CFLATS_U1 | WT | WIND-O | OPER | CONV | CONCHO | WEST | 2022-06-13 | 148.4 | 148.4 | 148.4 | 148.4 | 148.4 | 148.4 | 148.4 | 148.4 | 148.4 | 148.4 | 148.4 | 148.4 | 148.4 | 148.4 | 148.4 | 148.4 | 148.4 | 148.4 | 148.4 | 148.4 | 148.4
CALLAHAN WIND |  | CALLAHAN_WND1 | WT | WIND-O | OPER | CONV | CALLAHAN | WEST | 2004-12-15 | 123.1 | 123.1 | 123.1 | 123.1 | 123.1 | 123.1 | 123.1 | 123.1 | 123.1 | 123.1 | 123.1 | 123.1 | 123.1 | 123.1 | 123.1 | 123.1 | 123.1 | 123.1 | 123.1 | 123.1 | 123.1
CAMERON COUNTY WIND |  | CAMWIND_UNIT1 | WT | WIND-C | OPER | CONV | CAMERON | COASTAL | 2016-01-27 | 165 | 165 | 165 | 165 | 165 | 165 | 165 | 165 | 165 | 165 | 165 | 165 | 165 | 165 | 165 | 165 | 165 | 165 | 165 | 165 | 165
CAMP SPRINGS WIND 1 |  | CSEC_CSECG1 | WT | WIND-O | OPER | CONV | SCURRY | WEST | 2007-05-26 | 134.42 | 130.5 | 130.5 | 130.5 | 130.5 | 130.5 | 130.5 | 130.5 | 130.5 | 130.5 | 130.5 | 130.5 | 130.5 | 130.5 | 130.5 | 130.5 | 130.5 | 130.5 | 130.5 | 130.5 | 130.5
CAMP SPRINGS WIND 2 |  | CSEC_CSECG2 | WT | WIND-O | OPER | CONV | SCURRY | WEST | 2007-11-15 | 123.6 | 120 | 120 | 120 | 120 | 120 | 120 | 120 | 120 | 120 | 120 | 120 | 120 | 120 | 120 | 120 | 120 | 120 | 120 | 120 | 120
CANADIAN BREAKS WIND |  | CN_BRKS_UNIT_1 | WT | WIND-P | OPER | CONV | OLDHAM | PANHANDLE | 2019-12-17 | 210.1 | 210.1 | 210.1 | 210.1 | 210.1 | 210.1 | 210.1 | 210.1 | 210.1 | 210.1 | 210.1 | 210.1 | 210.1 | 210.1 | 210.1 | 210.1 | 210.1 | 210.1 | 210.1 | 210.1 | 210.1
CANYON WIND U1 |  | CANYONWD_UNIT1 | WT | WIND-O | OPER | CONV | SCURRY | WEST | 2026-02-12 | 146.64 | 144 | 144 | 144 | 144 | 144 | 144 | 144 | 144 | 144 | 144 | 144 | 144 | 144 | 144 | 144 | 144 | 144 | 144 | 144 | 144
CANYON WIND U2 |  | CANYONWD_UNIT2 | WT | WIND-O | OPER | CONV | SCURRY | WEST | 2026-02-12 | 2.52 | 2.5 | 2.5 | 2.5 | 2.5 | 2.5 | 2.5 | 2.5 | 2.5 | 2.5 | 2.5 | 2.5 | 2.5 | 2.5 | 2.5 | 2.5 | 2.5 | 2.5 | 2.5 | 2.5 | 2.5
CANYON WIND U3 |  | CANYONWD_UNIT3 | WT | WIND-O | OPER | CONV | SCURRY | WEST | 2026-02-12 | 59.22 | 58.2 | 58.2 | 58.2 | 58.2 | 58.2 | 58.2 | 58.2 | 58.2 | 58.2 | 58.2 | 58.2 | 58.2 | 58.2 | 58.2 | 58.2 | 58.2 | 58.2 | 58.2 | 58.2 | 58.2
CANYON WIND U4 |  | CANYONWD_UNIT4 | WT | WIND-O | OPER | CONV | SCURRY | WEST | 2026-02-12 | 20.16 | 19.8 | 19.8 | 19.8 | 19.8 | 19.8 | 19.8 | 19.8 | 19.8 | 19.8 | 19.8 | 19.8 | 19.8 | 19.8 | 19.8 | 19.8 | 19.8 | 19.8 | 19.8 | 19.8 | 19.8
CANYON WIND U5 |  | CANYONWD_UNIT5 | WT | WIND-O | OPER | CONV | SCURRY | WEST | 2026-02-12 | 67.68 | 66.5 | 66.5 | 66.5 | 66.5 | 66.5 | 66.5 | 66.5 | 66.5 | 66.5 | 66.5 | 66.5 | 66.5 | 66.5 | 66.5 | 66.5 | 66.5 | 66.5 | 66.5 | 66.5 | 66.5
CANYON WIND U6 |  | CANYONWD_UNIT6 | WT | WIND-O | OPER | CONV | SCURRY | WEST | 2026-02-12 | 12.6 | 12.4 | 12.4 | 12.4 | 12.4 | 12.4 | 12.4 | 12.4 | 12.4 | 12.4 | 12.4 | 12.4 | 12.4 | 12.4 | 12.4 | 12.4 | 12.4 | 12.4 | 12.4 | 12.4 | 12.4
CAPRICORN RIDGE WIND 1 |  | CAPRIDGE_CR1 | WT | WIND-O | OPER | CONV | STERLING | WEST | 2007-08-01 | 231.7 | 231.7 | 231.7 | 231.7 | 231.7 | 231.7 | 231.7 | 231.7 | 231.7 | 231.7 | 231.7 | 231.7 | 231.7 | 231.7 | 231.7 | 231.7 | 231.7 | 231.7 | 231.7 | 231.7 | 231.7
CAPRICORN RIDGE WIND 2 |  | CAPRIDGE_CR2 | WT | WIND-O | OPER | CONV | STERLING | WEST | 2007-08-01 | 149.5 | 149.5 | 149.5 | 149.5 | 149.5 | 149.5 | 149.5 | 149.5 | 149.5 | 149.5 | 149.5 | 149.5 | 149.5 | 149.5 | 149.5 | 149.5 | 149.5 | 149.5 | 149.5 | 149.5 | 149.5
CAPRICORN RIDGE WIND 3 |  | CAPRIDGE_CR3 | WT | WIND-O | OPER | CONV | STERLING | WEST | 2008-02-15 | 200.9 | 200.9 | 200.9 | 200.9 | 200.9 | 200.9 | 200.9 | 200.9 | 200.9 | 200.9 | 200.9 | 200.9 | 200.9 | 200.9 | 200.9 | 200.9 | 200.9 | 200.9 | 200.9 | 200.9 | 200.9
CAPRICORN RIDGE WIND 4 |  | CAPRIDG4_CR4 | WT | WIND-O | OPER | CONV | STERLING | WEST | 2025-12-04 | 121.5 | 121.5 | 121.5 | 121.5 | 121.5 | 121.5 | 121.5 | 121.5 | 121.5 | 121.5 | 121.5 | 121.5 | 121.5 | 121.5 | 121.5 | 121.5 | 121.5 | 121.5 | 121.5 | 121.5 | 121.5
CEDRO HILL WIND 1 |  | CEDROHIL_CHW1 | WT | WIND-O | OPER | CONV | WEBB | SOUTH | 2010-11-23 | 79.42 | 77.7 | 77.7 | 77.7 | 77.7 | 77.7 | 77.7 | 77.7 | 77.7 | 77.7 | 77.7 | 77.7 | 77.7 | 77.7 | 77.7 | 77.7 | 77.7 | 77.7 | 77.7 | 77.7 | 77.7
CEDRO HILL WIND 2 |  | CEDROHIL_CHW2 | WT | WIND-O | OPER | CONV | WEBB | SOUTH | 2010-11-23 | 78.04 | 76.4 | 76.4 | 76.4 | 76.4 | 76.4 | 76.4 | 76.4 | 76.4 | 76.4 | 76.4 | 76.4 | 76.4 | 76.4 | 76.4 | 76.4 | 76.4 | 76.4 | 76.4 | 76.4 | 76.4
CHALUPA WIND |  | CHALUPA_UNIT1 | WT | WIND-C | OPER | CONV | CAMERON | COASTAL | 2021-06-10 | 173.25 | 173.3 | 173.3 | 173.3 | 173.3 | 173.3 | 173.3 | 173.3 | 173.3 | 173.3 | 173.3 | 173.3 | 173.3 | 173.3 | 173.3 | 173.3 | 173.3 | 173.3 | 173.3 | 173.3 | 173.3
CHAMPION WIND U1 |  | CHAMPION_UNIT1 | WT | WIND-O | OPER | CONV | NOLAN | WEST | 2008-01-28 | 97.51 | 95.4 | 95.4 | 95.4 | 95.4 | 95.4 | 95.4 | 95.4 | 95.4 | 95.4 | 95.4 | 95.4 | 95.4 | 95.4 | 95.4 | 95.4 | 95.4 | 95.4 | 95.4 | 95.4 | 95.4
CHAMPION WIND U2 |  | CHAMPION_UNIT2 | WT | WIND-O | OPER | CONV | NOLAN | WEST | 2008-01-28 | 18.1 | 17.7 | 17.7 | 17.7 | 17.7 | 17.7 | 17.7 | 17.7 | 17.7 | 17.7 | 17.7 | 17.7 | 17.7 | 17.7 | 17.7 | 17.7 | 17.7 | 17.7 | 17.7 | 17.7 | 17.7
CHAMPION WIND U3 |  | CHAMPION_UNIT3 | WT | WIND-O | OPER | CONV | NOLAN | WEST | 2008-01-28 | 8.99 | 8.8 | 8.8 | 8.8 | 8.8 | 8.8 | 8.8 | 8.8 | 8.8 | 8.8 | 8.8 | 8.8 | 8.8 | 8.8 | 8.8 | 8.8 | 8.8 | 8.8 | 8.8 | 8.8 | 8.8
CHAPMAN RANCH WIND IA (SANTA CRUZ) |  | SANTACRU_UNIT1 | WT | WIND-C | OPER | CONV | NUECES | COASTAL | 2017-07-11 | 150.6 | 150.6 | 150.6 | 150.6 | 150.6 | 150.6 | 150.6 | 150.6 | 150.6 | 150.6 | 150.6 | 150.6 | 150.6 | 150.6 | 150.6 | 150.6 | 150.6 | 150.6 | 150.6 | 150.6 | 150.6
CHAPMAN RANCH WIND IB (SANTA CRUZ) |  | SANTACRU_UNIT2 | WT | WIND-C | OPER | CONV | NUECES | COASTAL | 2017-07-11 | 98.4 | 98.4 | 98.4 | 98.4 | 98.4 | 98.4 | 98.4 | 98.4 | 98.4 | 98.4 | 98.4 | 98.4 | 98.4 | 98.4 | 98.4 | 98.4 | 98.4 | 98.4 | 98.4 | 98.4 | 98.4
COTTON PLAINS WIND |  | COTPLNS_COTTONPL | WT | WIND-P | OPER | CONV | FLOYD | PANHANDLE | 2017-01-12 | 50.4 | 50.4 | 50.4 | 50.4 | 50.4 | 50.4 | 50.4 | 50.4 | 50.4 | 50.4 | 50.4 | 50.4 | 50.4 | 50.4 | 50.4 | 50.4 | 50.4 | 50.4 | 50.4 | 50.4 | 50.4
CRANELL WIND |  | CRANELL_UNIT1 | WT | WIND-C | OPER | CONV | REFUGIO | COASTAL | 2022-01-27 | 220 | 220 | 220 | 220 | 220 | 220 | 220 | 220 | 220 | 220 | 220 | 220 | 220 | 220 | 220 | 220 | 220 | 220 | 220 | 220 | 220
CRAWFISH U1 |  | CRAWFISH_UNIT1 | WT | WIND-O | OPER | CONV | WHARTON | SOUTH | 2025-05-21 | 163.2 | 159 | 159 | 159 | 159 | 159 | 159 | 159 | 159 | 159 | 159 | 159 | 159 | 159 | 159 | 159 | 159 | 159 | 159 | 159 | 159
DERMOTT WIND 1_1 |  | DERMOTT_UNIT1 | WT | WIND-O | OPER | CONV | SCURRY | WEST | 2017-08-01 | 126.5 | 126.5 | 126.5 | 126.5 | 126.5 | 126.5 | 126.5 | 126.5 | 126.5 | 126.5 | 126.5 | 126.5 | 126.5 | 126.5 | 126.5 | 126.5 | 126.5 | 126.5 | 126.5 | 126.5 | 126.5
DERMOTT WIND 1_2 |  | DERMOTT_UNIT2 | WT | WIND-O | OPER | CONV | SCURRY | WEST | 2017-08-01 | 126.5 | 126.5 | 126.5 | 126.5 | 126.5 | 126.5 | 126.5 | 126.5 | 126.5 | 126.5 | 126.5 | 126.5 | 126.5 | 126.5 | 126.5 | 126.5 | 126.5 | 126.5 | 126.5 | 126.5 | 126.5
DESERT SKY WIND 1 A |  | DSKYWND1_UNIT_1A | WT | WIND-O | OPER | CONV | PECOS | WEST | 2022-02-24 | 65.79 | 53.1 | 53.1 | 53.1 | 53.1 | 53.1 | 53.1 | 53.1 | 53.1 | 53.1 | 53.1 | 53.1 | 53.1 | 53.1 | 53.1 | 53.1 | 53.1 | 53.1 | 53.1 | 53.1 | 53.1
DESERT SKY WIND 1 B |  | DSKYWND2_UNIT_2A | WT | WIND-O | OPER | CONV | PECOS | WEST | 2022-02-24 | 65.79 | 50.4 | 50.4 | 50.4 | 50.4 | 50.4 | 50.4 | 50.4 | 50.4 | 50.4 | 50.4 | 50.4 | 50.4 | 50.4 | 50.4 | 50.4 | 50.4 | 50.4 | 50.4 | 50.4 | 50.4
DESERT SKY WIND 2 A |  | DSKYWND1_UNIT_1B | WT | WIND-O | OPER | CONV | PECOS | WEST | 2022-02-24 | 23.93 | 18.7 | 18.7 | 18.7 | 18.7 | 18.7 | 18.7 | 18.7 | 18.7 | 18.7 | 18.7 | 18.7 | 18.7 | 18.7 | 18.7 | 18.7 | 18.7 | 18.7 | 18.7 | 18.7 | 18.7
DESERT SKY WIND 2 B |  | DSKYWND2_UNIT_2B | WT | WIND-O | OPER | CONV | PECOS | WEST | 2022-02-24 | 14.74 | 8 | 8 | 8 | 8 | 8 | 8 | 8 | 8 | 8 | 8 | 8 | 8 | 8 | 8 | 8 | 8 | 8 | 8 | 8 | 8
DOUG COLBECK'S CORNER (CONWAY) A |  | GRANDVW1_COLA | WT | WIND-P | OPER | CONV | CARSON | PANHANDLE | 2016-06-30 | 100.24 | 100.2 | 100.2 | 100.2 | 100.2 | 100.2 | 100.2 | 100.2 | 100.2 | 100.2 | 100.2 | 100.2 | 100.2 | 100.2 | 100.2 | 100.2 | 100.2 | 100.2 | 100.2 | 100.2 | 100.2
DOUG COLBECK'S CORNER (CONWAY) B |  | GRANDVW1_COLB | WT | WIND-P | OPER | CONV | CARSON | PANHANDLE | 2016-06-30 | 100.24 | 100.2 | 100.2 | 100.2 | 100.2 | 100.2 | 100.2 | 100.2 | 100.2 | 100.2 | 100.2 | 100.2 | 100.2 | 100.2 | 100.2 | 100.2 | 100.2 | 100.2 | 100.2 | 100.2 | 100.2
EAST RAYMOND WIND (EL RAYO) U1 |  | EL_RAYO_UNIT1 | WT | WIND-C | OPER | CONV | WILLACY | COASTAL | 2021-06-11 | 101.2 | 98 | 98 | 98 | 98 | 98 | 98 | 98 | 98 | 98 | 98 | 98 | 98 | 98 | 98 | 98 | 98 | 98 | 98 | 98 | 98
EAST RAYMOND WIND (EL RAYO) U2 |  | EL_RAYO_UNIT2 | WT | WIND-C | OPER | CONV | WILLACY | COASTAL | 2021-06-11 | 99 | 96 | 96 | 96 | 96 | 96 | 96 | 96 | 96 | 96 | 96 | 96 | 96 | 96 | 96 | 96 | 96 | 96 | 96 | 96 | 96
ELBOW CREEK WIND |  | ELB_ELBCREEK | WT | WIND-O | OPER | CONV | HOWARD | WEST | 2008-11-21 | 121.9 | 121.9 | 121.9 | 121.9 | 121.9 | 121.9 | 121.9 | 121.9 | 121.9 | 121.9 | 121.9 | 121.9 | 121.9 | 121.9 | 121.9 | 121.9 | 121.9 | 121.9 | 121.9 | 121.9 | 121.9
ELECTRA WIND 1 |  | DIGBY_UNIT1 | WT | WIND-O | OPER | CONV | WILBARGER | WEST | 2016-10-17 | 101.31 | 98.9 | 98.9 | 98.9 | 98.9 | 98.9 | 98.9 | 98.9 | 98.9 | 98.9 | 98.9 | 98.9 | 98.9 | 98.9 | 98.9 | 98.9 | 98.9 | 98.9 | 98.9 | 98.9 | 98.9
ELECTRA WIND 2 |  | DIGBY_UNIT2 | WT | WIND-O | OPER | CONV | WILBARGER | WEST | 2016-10-17 | 134.29 | 131.1 | 131.1 | 131.1 | 131.1 | 131.1 | 131.1 | 131.1 | 131.1 | 131.1 | 131.1 | 131.1 | 131.1 | 131.1 | 131.1 | 131.1 | 131.1 | 131.1 | 131.1 | 131.1 | 131.1
EL ALGODON ALTO W U1 |  | ALGODON_UNIT1 | WT | WIND-C | OPER | CONV | WILLACY | COASTAL | 2022-05-11 | 171.6 | 171.6 | 171.6 | 171.6 | 171.6 | 171.6 | 171.6 | 171.6 | 171.6 | 171.6 | 171.6 | 171.6 | 171.6 | 171.6 | 171.6 | 171.6 | 171.6 | 171.6 | 171.6 | 171.6 | 171.6
EL ALGODON ALTO W U2 |  | ALGODON_UNIT2 | WT | WIND-C | OPER | CONV | WILLACY | COASTAL | 2022-05-11 | 28.6 | 28.6 | 28.6 | 28.6 | 28.6 | 28.6 | 28.6 | 28.6 | 28.6 | 28.6 | 28.6 | 28.6 | 28.6 | 28.6 | 28.6 | 28.6 | 28.6 | 28.6 | 28.6 | 28.6 | 28.6
ESPIRITU WIND |  | CHALUPA_UNIT2 | WT | WIND-C | OPER | CONV | CAMERON | COASTAL | 2021-06-10 | 25.2 | 25.2 | 25.2 | 25.2 | 25.2 | 25.2 | 25.2 | 25.2 | 25.2 | 25.2 | 25.2 | 25.2 | 25.2 | 25.2 | 25.2 | 25.2 | 25.2 | 25.2 | 25.2 | 25.2 | 25.2
FALVEZ ASTRA WIND |  | ASTRA_UNIT1 | WT | WIND-P | OPER | CONV | RANDALL | PANHANDLE | 2017-05-24 | 163.2 | 163.2 | 163.2 | 163.2 | 163.2 | 163.2 | 163.2 | 163.2 | 163.2 | 163.2 | 163.2 | 163.2 | 163.2 | 163.2 | 163.2 | 163.2 | 163.2 | 163.2 | 163.2 | 163.2 | 163.2
FLAT TOP WIND I |  | FTWIND_UNIT_1 | WT | WIND-O | OPER | CONV | MILLS | NORTH | 2018-09-07 | 200 | 200 | 200 | 200 | 200 | 200 | 200 | 200 | 200 | 200 | 200 | 200 | 200 | 200 | 200 | 200 | 200 | 200 | 200 | 200 | 200
FLUVANNA RENEWABLE 1 A |  | FLUVANNA_UNIT1 | WT | WIND-O | OPER | CONV | SCURRY | WEST | 2017-11-20 | 79.8 | 79.8 | 79.8 | 79.8 | 79.8 | 79.8 | 79.8 | 79.8 | 79.8 | 79.8 | 79.8 | 79.8 | 79.8 | 79.8 | 79.8 | 79.8 | 79.8 | 79.8 | 79.8 | 79.8 | 79.8
FLUVANNA RENEWABLE 1 B |  | FLUVANNA_UNIT2 | WT | WIND-O | OPER | CONV | SCURRY | WEST | 2017-11-20 | 75.6 | 75.6 | 75.6 | 75.6 | 75.6 | 75.6 | 75.6 | 75.6 | 75.6 | 75.6 | 75.6 | 75.6 | 75.6 | 75.6 | 75.6 | 75.6 | 75.6 | 75.6 | 75.6 | 75.6 | 75.6
FOARD CITY WIND 1 A |  | FOARDCTY_UNIT1 | WT | WIND-O | OPER | CONV | FOARD | WEST | 2019-12-05 | 186.5 | 186.5 | 186.5 | 186.5 | 186.5 | 186.5 | 186.5 | 186.5 | 186.5 | 186.5 | 186.5 | 186.5 | 186.5 | 186.5 | 186.5 | 186.5 | 186.5 | 186.5 | 186.5 | 186.5 | 186.5
FOARD CITY WIND 1 B |  | FOARDCTY_UNIT2 | WT | WIND-O | OPER | CONV | FOARD | WEST | 2019-12-05 | 163.8 | 163.8 | 163.8 | 163.8 | 163.8 | 163.8 | 163.8 | 163.8 | 163.8 | 163.8 | 163.8 | 163.8 | 163.8 | 163.8 | 163.8 | 163.8 | 163.8 | 163.8 | 163.8 | 163.8 | 163.8
FOREST CREEK WIND |  | MCDLD_FCW1 | WT | WIND-O | OPER | CONV | GLASSCOCK | WEST | 2007-03-01 | 125.19 | 123.2 | 123.2 | 123.2 | 123.2 | 123.2 | 123.2 | 123.2 | 123.2 | 123.2 | 123.2 | 123.2 | 123.2 | 123.2 | 123.2 | 123.2 | 123.2 | 123.2 | 123.2 | 123.2 | 123.2
GOAT WIND |  | GOAT_GOATWIND | WT | WIND-O | OPER | CONV | STERLING | WEST | 2008-02-21 | 80 | 80 | 80 | 80 | 80 | 80 | 80 | 80 | 80 | 80 | 80 | 80 | 80 | 80 | 80 | 80 | 80 | 80 | 80 | 80 | 80
GOAT WIND 2 |  | GOAT_GOATWIN2 | WT | WIND-O | OPER | CONV | STERLING | WEST | 2010-04-14 | 69.6 | 69.6 | 69.6 | 69.6 | 69.6 | 69.6 | 69.6 | 69.6 | 69.6 | 69.6 | 69.6 | 69.6 | 69.6 | 69.6 | 69.6 | 69.6 | 69.6 | 69.6 | 69.6 | 69.6 | 69.6
GOLDTHWAITE WIND 1 |  | GWEC_GWEC_G1 | WT | WIND-O | OPER | CONV | MILLS | NORTH | 2014-05-29 | 148.6 | 148.6 | 148.6 | 148.6 | 148.6 | 148.6 | 148.6 | 148.6 | 148.6 | 148.6 | 148.6 | 148.6 | 148.6 | 148.6 | 148.6 | 148.6 | 148.6 | 148.6 | 148.6 | 148.6 | 148.6
GOODNIGHT WIND U1 |  | GOODNIT1_UNIT1 | WT | WIND-P | OPER | CONV | ARMSTRONG | PANHANDLE | 2024-04-08 | 121 | 121 | 121 | 121 | 121 | 121 | 121 | 121 | 121 | 121 | 121 | 121 | 121 | 121 | 121 | 121 | 121 | 121 | 121 | 121 | 121
GOODNIGHT WIND U2 |  | GOODNIT1_UNIT2 | WT | WIND-P | OPER | CONV | ARMSTRONG | PANHANDLE | 2024-04-08 | 137.1 | 137.1 | 137.1 | 137.1 | 137.1 | 137.1 | 137.1 | 137.1 | 137.1 | 137.1 | 137.1 | 137.1 | 137.1 | 137.1 | 137.1 | 137.1 | 137.1 | 137.1 | 137.1 | 137.1 | 137.1
GOPHER CREEK WIND 1 |  | GOPHER_UNIT1 | WT | WIND-O | OPER | CONV | BORDEN | WEST | 2020-03-09 | 82 | 82 | 82 | 82 | 82 | 82 | 82 | 82 | 82 | 82 | 82 | 82 | 82 | 82 | 82 | 82 | 82 | 82 | 82 | 82 | 82
GOPHER CREEK WIND 2 |  | GOPHER_UNIT2 | WT | WIND-O | OPER | CONV | BORDEN | WEST | 2020-03-09 | 76 | 76 | 76 | 76 | 76 | 76 | 76 | 76 | 76 | 76 | 76 | 76 | 76 | 76 | 76 | 76 | 76 | 76 | 76 | 76 | 76
GRANDVIEW WIND 1 (CONWAY) GV1A |  | GRANDVW1_GV1A | WT | WIND-P | OPER | CONV | CARSON | PANHANDLE | 2014-11-01 | 107.4 | 107.4 | 107.4 | 107.4 | 107.4 | 107.4 | 107.4 | 107.4 | 107.4 | 107.4 | 107.4 | 107.4 | 107.4 | 107.4 | 107.4 | 107.4 | 107.4 | 107.4 | 107.4 | 107.4 | 107.4
GRANDVIEW WIND 1 (CONWAY) GV1B |  | GRANDVW1_GV1B | WT | WIND-P | OPER | CONV | CARSON | PANHANDLE | 2014-11-01 | 103.8 | 103.8 | 103.8 | 103.8 | 103.8 | 103.8 | 103.8 | 103.8 | 103.8 | 103.8 | 103.8 | 103.8 | 103.8 | 103.8 | 103.8 | 103.8 | 103.8 | 103.8 | 103.8 | 103.8 | 103.8
GREEN MOUNTAIN WIND (BRAZOS) U1 |  | BRAZ_WND_WND1 | WT | WIND-O | OPER | CONV | SCURRY | WEST | 2003-12-24 | 120 | 120 | 120 | 120 | 120 | 120 | 120 | 120 | 120 | 120 | 120 | 120 | 120 | 120 | 120 | 120 | 120 | 120 | 120 | 120 | 120
GREEN MOUNTAIN WIND (BRAZOS) U2 |  | BRAZ_WND_WND2 | WT | WIND-O | OPER | CONV | SCURRY | WEST | 2003-12-24 | 62.4 | 62.4 | 62.4 | 62.4 | 62.4 | 62.4 | 62.4 | 62.4 | 62.4 | 62.4 | 62.4 | 62.4 | 62.4 | 62.4 | 62.4 | 62.4 | 62.4 | 62.4 | 62.4 | 62.4 | 62.4
GREEN PASTURES WIND I |  | GPASTURE_WIND_I | WT | WIND-O | OPER | CONV | BAYLOR | WEST | 2015-11-17 | 150 | 150 | 150 | 150 | 150 | 150 | 150 | 150 | 150 | 150 | 150 | 150 | 150 | 150 | 150 | 150 | 150 | 150 | 150 | 150 | 150
GRIFFIN TRAIL WIND U1 |  | GRIF_TRL_UNIT1 | WT | WIND-O | OPER | CONV | KNOX | WEST | 2021-10-28 | 98.7 | 98.7 | 98.7 | 98.7 | 98.7 | 98.7 | 98.7 | 98.7 | 98.7 | 98.7 | 98.7 | 98.7 | 98.7 | 98.7 | 98.7 | 98.7 | 98.7 | 98.7 | 98.7 | 98.7 | 98.7
GRIFFIN TRAIL WIND U2 |  | GRIF_TRL_UNIT2 | WT | WIND-O | OPER | CONV | KNOX | WEST | 2021-10-28 | 126.9 | 126.9 | 126.9 | 126.9 | 126.9 | 126.9 | 126.9 | 126.9 | 126.9 | 126.9 | 126.9 | 126.9 | 126.9 | 126.9 | 126.9 | 126.9 | 126.9 | 126.9 | 126.9 | 126.9 | 126.9
GULF WIND I |  | TGW_T1 | WT | WIND-C | OPER | CONV | KENEDY | COASTAL | 2021-05-06 | 141.6 | 141.6 | 141.6 | 141.6 | 141.6 | 141.6 | 141.6 | 141.6 | 141.6 | 141.6 | 141.6 | 141.6 | 141.6 | 141.6 | 141.6 | 141.6 | 141.6 | 141.6 | 141.6 | 141.6 | 141.6
GULF WIND II |  | TGW_T2 | WT | WIND-C | OPER | CONV | KENEDY | COASTAL | 2021-05-06 | 141.6 | 141.6 | 141.6 | 141.6 | 141.6 | 141.6 | 141.6 | 141.6 | 141.6 | 141.6 | 141.6 | 141.6 | 141.6 | 141.6 | 141.6 | 141.6 | 141.6 | 141.6 | 141.6 | 141.6 | 141.6
GUNSIGHT MOUNTAIN WIND |  | GUNMTN_G1 | WT | WIND-O | OPER | CONV | HOWARD | WEST | 2016-09-28 | 119.93 | 119.9 | 119.9 | 119.9 | 119.9 | 119.9 | 119.9 | 119.9 | 119.9 | 119.9 | 119.9 | 119.9 | 119.9 | 119.9 | 119.9 | 119.9 | 119.9 | 119.9 | 119.9 | 119.9 | 119.9
HACKBERRY WIND |  | HWF_HWFG1 | WT | WIND-O | OPER | CONV | SHACKELFORD | WEST | 2008-12-21 | 165.6 | 163.5 | 163.5 | 163.5 | 163.5 | 163.5 | 163.5 | 163.5 | 163.5 | 163.5 | 163.5 | 163.5 | 163.5 | 163.5 | 163.5 | 163.5 | 163.5 | 163.5 | 163.5 | 163.5 | 163.5
HART WIND 2 |  | HART_WND_UNIT1 | WT | WIND-P | OPER | CONV | CASTRO | PANHANDLE | 2025-11-12 | 163.4 | 163.4 | 163.4 | 163.4 | 163.4 | 163.4 | 163.4 | 163.4 | 163.4 | 163.4 | 163.4 | 163.4 | 163.4 | 163.4 | 163.4 | 163.4 | 163.4 | 163.4 | 163.4 | 163.4 | 163.4
HEREFORD WIND G |  | HRFDWIND_WIND_G | WT | WIND-P | OPER | CONV | DEAF SMITH | PANHANDLE | 2014-10-23 | 99.9 | 99.9 | 99.9 | 99.9 | 99.9 | 99.9 | 99.9 | 99.9 | 99.9 | 99.9 | 99.9 | 99.9 | 99.9 | 99.9 | 99.9 | 99.9 | 99.9 | 99.9 | 99.9 | 99.9 | 99.9
HEREFORD WIND V |  | HRFDWIND_WIND_V | WT | WIND-P | OPER | CONV | DEAF SMITH | PANHANDLE | 2014-10-23 | 100 | 100 | 100 | 100 | 100 | 100 | 100 | 100 | 100 | 100 | 100 | 100 | 100 | 100 | 100 | 100 | 100 | 100 | 100 | 100 | 100
HICKMAN (SANTA RITA WIND) 1 |  | HICKMAN_G1 | WT | WIND-O | OPER | CONV | REAGAN | WEST | 2018-05-09 | 152.5 | 152.5 | 152.5 | 152.5 | 152.5 | 152.5 | 152.5 | 152.5 | 152.5 | 152.5 | 152.5 | 152.5 | 152.5 | 152.5 | 152.5 | 152.5 | 152.5 | 152.5 | 152.5 | 152.5 | 152.5
HICKMAN (SANTA RITA WIND) 2 |  | HICKMAN_G2 | WT | WIND-O | OPER | CONV | REAGAN | WEST | 2018-05-09 | 147.5 | 147.5 | 147.5 | 147.5 | 147.5 | 147.5 | 147.5 | 147.5 | 147.5 | 147.5 | 147.5 | 147.5 | 147.5 | 147.5 | 147.5 | 147.5 | 147.5 | 147.5 | 147.5 | 147.5 | 147.5
HIDALGO & STARR WIND 11 |  | MIRASOLE_MIR11 | WT | WIND-O | OPER | CONV | HIDALGO | SOUTH | 2016-12-15 | 52 | 52 | 52 | 52 | 52 | 52 | 52 | 52 | 52 | 52 | 52 | 52 | 52 | 52 | 52 | 52 | 52 | 52 | 52 | 52 | 52
HIDALGO & STARR WIND 12 |  | MIRASOLE_MIR12 | WT | WIND-O | OPER | CONV | HIDALGO | SOUTH | 2016-12-15 | 98 | 98 | 98 | 98 | 98 | 98 | 98 | 98 | 98 | 98 | 98 | 98 | 98 | 98 | 98 | 98 | 98 | 98 | 98 | 98 | 98
HIDALGO & STARR WIND 21 |  | MIRASOLE_MIR21 | WT | WIND-O | OPER | CONV | HIDALGO | SOUTH | 2016-12-15 | 100 | 100 | 100 | 100 | 100 | 100 | 100 | 100 | 100 | 100 | 100 | 100 | 100 | 100 | 100 | 100 | 100 | 100 | 100 | 100 | 100
HIDALGO II WIND |  | MIRASOLE_MIR13 | WT | WIND-O | OPER | CONV | HIDALGO | SOUTH | 2021-07-30 | 50.4 | 50.4 | 50.4 | 50.4 | 50.4 | 50.4 | 50.4 | 50.4 | 50.4 | 50.4 | 50.4 | 50.4 | 50.4 | 50.4 | 50.4 | 50.4 | 50.4 | 50.4 | 50.4 | 50.4 | 50.4
HIGH LONESOME W 1A |  | HI_LONE_WGR1A | WT | WIND-O | OPER | CONV | CROCKETT | WEST | 2021-07-01 | 46 | 46 | 46 | 46 | 46 | 46 | 46 | 46 | 46 | 46 | 46 | 46 | 46 | 46 | 46 | 46 | 46 | 46 | 46 | 46 | 46
HIGH LONESOME W 1B |  | HI_LONE_WGR1B | WT | WIND-O | OPER | CONV | CROCKETT | WEST | 2021-07-01 | 52 | 52 | 52 | 52 | 52 | 52 | 52 | 52 | 52 | 52 | 52 | 52 | 52 | 52 | 52 | 52 | 52 | 52 | 52 | 52 | 52
HIGH LONESOME W 1C |  | HI_LONE_WGR1C | WT | WIND-O | OPER | CONV | CROCKETT | WEST | 2021-07-01 | 25.3 | 25.3 | 25.3 | 25.3 | 25.3 | 25.3 | 25.3 | 25.3 | 25.3 | 25.3 | 25.3 | 25.3 | 25.3 | 25.3 | 25.3 | 25.3 | 25.3 | 25.3 | 25.3 | 25.3 | 25.3
HIGH LONESOME W 2 |  | HI_LONE_WGR2 | WT | WIND-O | OPER | CONV | CROCKETT | WEST | 2021-07-01 | 122.5 | 122.5 | 122.5 | 122.5 | 122.5 | 122.5 | 122.5 | 122.5 | 122.5 | 122.5 | 122.5 | 122.5 | 122.5 | 122.5 | 122.5 | 122.5 | 122.5 | 122.5 | 122.5 | 122.5 | 122.5
HIGH LONESOME W 2A |  | HI_LONE_WGR2A | WT | WIND-O | OPER | CONV | CROCKETT | WEST | 2021-07-01 | 25.3 | 25.3 | 25.3 | 25.3 | 25.3 | 25.3 | 25.3 | 25.3 | 25.3 | 25.3 | 25.3 | 25.3 | 25.3 | 25.3 | 25.3 | 25.3 | 25.3 | 25.3 | 25.3 | 25.3 | 25.3
HIGH LONESOME W 3 |  | HI_LONE_WGR3 | WT | WIND-O | OPER | CONV | CROCKETT | WEST | 2021-07-01 | 127.6 | 127.6 | 127.6 | 127.6 | 127.6 | 127.6 | 127.6 | 127.6 | 127.6 | 127.6 | 127.6 | 127.6 | 127.6 | 127.6 | 127.6 | 127.6 | 127.6 | 127.6 | 127.6 | 127.6 | 127.6
HIGH LONESOME W 4 |  | HI_LONE_WGR4 | WT | WIND-O | OPER | CONV | CROCKETT | WEST | 2021-07-01 | 101.6 | 101.6 | 101.6 | 101.6 | 101.6 | 101.6 | 101.6 | 101.6 | 101.6 | 101.6 | 101.6 | 101.6 | 101.6 | 101.6 | 101.6 | 101.6 | 101.6 | 101.6 | 101.6 | 101.6 | 101.6
HORSE CREEK WIND 1 |  | HORSECRK_UNIT1 | WT | WIND-O | OPER | CONV | HASKELL | WEST | 2017-01-23 | 134.81 | 131.1 | 131.1 | 131.1 | 131.1 | 131.1 | 131.1 | 131.1 | 131.1 | 131.1 | 131.1 | 131.1 | 131.1 | 131.1 | 131.1 | 131.1 | 131.1 | 131.1 | 131.1 | 131.1 | 131.1
HORSE CREEK WIND 2 |  | HORSECRK_UNIT2 | WT | WIND-O | OPER | CONV | HASKELL | WEST | 2017-01-23 | 101.69 | 98.9 | 98.9 | 98.9 | 98.9 | 98.9 | 98.9 | 98.9 | 98.9 | 98.9 | 98.9 | 98.9 | 98.9 | 98.9 | 98.9 | 98.9 | 98.9 | 98.9 | 98.9 | 98.9 | 98.9
HORSE HOLLOW WIND 1 |  | HHGT_HHOLLOW1 | WT | WIND-O | OPER | CONV | TAYLOR | WEST | 2009-10-15 | 213 | 213 | 213 | 213 | 213 | 213 | 213 | 213 | 213 | 213 | 213 | 213 | 213 | 213 | 213 | 213 | 213 | 213 | 213 | 213 | 213
HORSE HOLLOW WIND 2 |  | HHGT_HHOLLOW2 | WT | WIND-O | OPER | CONV | TAYLOR | WEST | 2009-10-15 | 184 | 184 | 184 | 184 | 184 | 184 | 184 | 184 | 184 | 184 | 184 | 184 | 184 | 184 | 184 | 184 | 184 | 184 | 184 | 184 | 184
HORSE HOLLOW WIND 3 |  | HHGT_HHOLLOW3 | WT | WIND-O | OPER | CONV | TAYLOR | WEST | 2009-10-15 | 223.5 | 223.5 | 223.5 | 223.5 | 223.5 | 223.5 | 223.5 | 223.5 | 223.5 | 223.5 | 223.5 | 223.5 | 223.5 | 223.5 | 223.5 | 223.5 | 223.5 | 223.5 | 223.5 | 223.5 | 223.5
HORSE HOLLOW WIND 4 |  | HHGT_HHOLLOW4 | WT | WIND-O | OPER | CONV | TAYLOR | WEST | 2009-10-15 | 115 | 115 | 115 | 115 | 115 | 115 | 115 | 115 | 115 | 115 | 115 | 115 | 115 | 115 | 115 | 115 | 115 | 115 | 115 | 115 | 115
INADALE WIND 1 |  | INDL_INADALE1 | WT | WIND-O | OPER | CONV | NOLAN | WEST | 2008-12-18 | 95 | 95 | 95 | 95 | 95 | 95 | 95 | 95 | 95 | 95 | 95 | 95 | 95 | 95 | 95 | 95 | 95 | 95 | 95 | 95 | 95
INADALE WIND 2 |  | INDL_INADALE2 | WT | WIND-O | OPER | CONV | NOLAN | WEST | 2008-12-18 | 102 | 102 | 102 | 102 | 102 | 102 | 102 | 102 | 102 | 102 | 102 | 102 | 102 | 102 | 102 | 102 | 102 | 102 | 102 | 102 | 102
INDIAN MESA WIND |  | INDNNWP_INDNNWP2 | WT | WIND-O | OPER | CONV | PECOS | WEST | 2001-06-01 | 90.4 | 90.4 | 90.4 | 90.4 | 90.4 | 90.4 | 90.4 | 90.4 | 90.4 | 90.4 | 90.4 | 90.4 | 90.4 | 90.4 | 90.4 | 90.4 | 90.4 | 90.4 | 90.4 | 90.4 | 90.4
INERTIA WIND U1 |  | INRT_W_UNIT1 | WT | WIND-O | OPER | CONV | HASKELL | WEST | 2023-11-01 | 67.7 | 67.7 | 67.7 | 67.7 | 67.7 | 67.7 | 67.7 | 67.7 | 67.7 | 67.7 | 67.7 | 67.7 | 67.7 | 67.7 | 67.7 | 67.7 | 67.7 | 67.7 | 67.7 | 67.7 | 67.7
INERTIA WIND U2 |  | INRT_W_UNIT2 | WT | WIND-O | OPER | CONV | HASKELL | WEST | 2023-11-01 | 27.8 | 27.7 | 27.7 | 27.7 | 27.7 | 27.7 | 27.7 | 27.7 | 27.7 | 27.7 | 27.7 | 27.7 | 27.7 | 27.7 | 27.7 | 27.7 | 27.7 | 27.7 | 27.7 | 27.7 | 27.7
INERTIA WIND U3 |  | INRT_W_UNIT3 | WT | WIND-O | OPER | CONV | HASKELL | WEST | 2023-11-01 | 205.9 | 205.9 | 205.9 | 205.9 | 205.9 | 205.9 | 205.9 | 205.9 | 205.9 | 205.9 | 205.9 | 205.9 | 205.9 | 205.9 | 205.9 | 205.9 | 205.9 | 205.9 | 205.9 | 205.9 | 205.9
JAVELINA I WIND 18 |  | BORDAS_JAVEL18 | WT | WIND-O | OPER | CONV | WEBB | SOUTH | 2015-12-23 | 19.7 | 19.7 | 19.7 | 19.7 | 19.7 | 19.7 | 19.7 | 19.7 | 19.7 | 19.7 | 19.7 | 19.7 | 19.7 | 19.7 | 19.7 | 19.7 | 19.7 | 19.7 | 19.7 | 19.7 | 19.7
JAVELINA I WIND 20 |  | BORDAS_JAVEL20 | WT | WIND-O | OPER | CONV | WEBB | SOUTH | 2015-12-23 | 230 | 230 | 230 | 230 | 230 | 230 | 230 | 230 | 230 | 230 | 230 | 230 | 230 | 230 | 230 | 230 | 230 | 230 | 230 | 230 | 230
JAVELINA II WIND 1 |  | BORDAS2_JAVEL2_A | WT | WIND-O | OPER | CONV | WEBB | SOUTH | 2017-02-03 | 96 | 96 | 96 | 96 | 96 | 96 | 96 | 96 | 96 | 96 | 96 | 96 | 96 | 96 | 96 | 96 | 96 | 96 | 96 | 96 | 96
JAVELINA II WIND 2 |  | BORDAS2_JAVEL2_B | WT | WIND-O | OPER | CONV | WEBB | SOUTH | 2017-02-03 | 74 | 74 | 74 | 74 | 74 | 74 | 74 | 74 | 74 | 74 | 74 | 74 | 74 | 74 | 74 | 74 | 74 | 74 | 74 | 74 | 74
JAVELINA II WIND 3 |  | BORDAS2_JAVEL2_C | WT | WIND-O | OPER | CONV | WEBB | SOUTH | 2017-02-03 | 30 | 30 | 30 | 30 | 30 | 30 | 30 | 30 | 30 | 30 | 30 | 30 | 30 | 30 | 30 | 30 | 30 | 30 | 30 | 30 | 30
JUMBO ROAD WIND 1 |  | HRFDWIND_JRDWIND1 | WT | WIND-P | OPER | CONV | DEAF SMITH | PANHANDLE | 2015-04-09 | 146.15 | 146.2 | 146.2 | 146.2 | 146.2 | 146.2 | 146.2 | 146.2 | 146.2 | 146.2 | 146.2 | 146.2 | 146.2 | 146.2 | 146.2 | 146.2 | 146.2 | 146.2 | 146.2 | 146.2 | 146.2
JUMBO ROAD WIND 2 |  | HRFDWIND_JRDWIND2 | WT | WIND-P | OPER | CONV | DEAF SMITH | PANHANDLE | 2015-04-09 | 153.55 | 153.6 | 153.6 | 153.6 | 153.6 | 153.6 | 153.6 | 153.6 | 153.6 | 153.6 | 153.6 | 153.6 | 153.6 | 153.6 | 153.6 | 153.6 | 153.6 | 153.6 | 153.6 | 153.6 | 153.6
KARANKAWA WIND 1A |  | KARAKAW1_UNIT1 | WT | WIND-C | OPER | CONV | SAN PATRICIO | COASTAL | 2019-12-30 | 103.32 | 103.3 | 103.3 | 103.3 | 103.3 | 103.3 | 103.3 | 103.3 | 103.3 | 103.3 | 103.3 | 103.3 | 103.3 | 103.3 | 103.3 | 103.3 | 103.3 | 103.3 | 103.3 | 103.3 | 103.3
KARANKAWA WIND 1B |  | KARAKAW1_UNIT2 | WT | WIND-C | OPER | CONV | SAN PATRICIO | COASTAL | 2019-12-30 | 103.32 | 103.3 | 103.3 | 103.3 | 103.3 | 103.3 | 103.3 | 103.3 | 103.3 | 103.3 | 103.3 | 103.3 | 103.3 | 103.3 | 103.3 | 103.3 | 103.3 | 103.3 | 103.3 | 103.3 | 103.3
KARANKAWA WIND 2 |  | KARAKAW2_UNIT3 | WT | WIND-C | OPER | CONV | SAN PATRICIO | COASTAL | 2019-12-30 | 100.42 | 100.4 | 100.4 | 100.4 | 100.4 | 100.4 | 100.4 | 100.4 | 100.4 | 100.4 | 100.4 | 100.4 | 100.4 | 100.4 | 100.4 | 100.4 | 100.4 | 100.4 | 100.4 | 100.4 | 100.4
KEECHI WIND |  | KEECHI_U1 | WT | WIND-O | OPER | CONV | JACK | NORTH | 2014-11-15 | 110 | 110 | 110 | 110 | 110 | 110 | 110 | 110 | 110 | 110 | 110 | 110 | 110 | 110 | 110 | 110 | 110 | 110 | 110 | 110 | 110
KING MOUNTAIN WIND (NE) |  | KING_NE_KINGNE | WT | WIND-O | OPER | CONV | UPTON | WEST | 2001-11-08 | 79.7 | 79.7 | 79.7 | 79.7 | 79.7 | 79.7 | 79.7 | 79.7 | 79.7 | 79.7 | 79.7 | 79.7 | 79.7 | 79.7 | 79.7 | 79.7 | 79.7 | 79.7 | 79.7 | 79.7 | 79.7
KING MOUNTAIN WIND (NW) |  | KING_NW_KINGNW | WT | WIND-O | OPER | CONV | UPTON | WEST | 2001-09-21 | 79.7 | 79.7 | 79.7 | 79.7 | 79.7 | 79.7 | 79.7 | 79.7 | 79.7 | 79.7 | 79.7 | 79.7 | 79.7 | 79.7 | 79.7 | 79.7 | 79.7 | 79.7 | 79.7 | 79.7 | 79.7
KING MOUNTAIN WIND (SE) |  | KING_SE_KINGSE | WT | WIND-O | OPER | CONV | UPTON | WEST | 2001-12-01 | 40.5 | 40.5 | 40.5 | 40.5 | 40.5 | 40.5 | 40.5 | 40.5 | 40.5 | 40.5 | 40.5 | 40.5 | 40.5 | 40.5 | 40.5 | 40.5 | 40.5 | 40.5 | 40.5 | 40.5 | 40.5
KING MOUNTAIN WIND (SW) |  | KING_SW_KINGSW | WT | WIND-O | OPER | CONV | UPTON | WEST | 2001-08-12 | 79.7 | 79.7 | 79.7 | 79.7 | 79.7 | 79.7 | 79.7 | 79.7 | 79.7 | 79.7 | 79.7 | 79.7 | 79.7 | 79.7 | 79.7 | 79.7 | 79.7 | 79.7 | 79.7 | 79.7 | 79.7
LANGFORD WIND POWER |  | LGD_LANGFORD | WT | WIND-O | OPER | CONV | TOM GREEN | WEST | 2009-10-31 | 159.96 | 160 | 160 | 160 | 160 | 160 | 160 | 160 | 160 | 160 | 160 | 160 | 160 | 160 | 160 | 160 | 160 | 160 | 160 | 160 | 160
LACY CREEK WIND U1 |  | LACY_CRK_UNIT1 | WT | WIND-O | OPER | CONV | GLASSCOCK | WEST | 2024-04-02 | 135.4 | 135.4 | 135.4 | 135.4 | 135.4 | 135.4 | 135.4 | 135.4 | 135.4 | 135.4 | 135.4 | 135.4 | 135.4 | 135.4 | 135.4 | 135.4 | 135.4 | 135.4 | 135.4 | 135.4 | 135.4
LACY CREEK WIND U2 |  | LACY_CRK_UNIT2 | WT | WIND-O | OPER | CONV | GLASSCOCK | WEST | 2024-04-02 | 15.12 | 15.1 | 15.1 | 15.1 | 15.1 | 15.1 | 15.1 | 15.1 | 15.1 | 15.1 | 15.1 | 15.1 | 15.1 | 15.1 | 15.1 | 15.1 | 15.1 | 15.1 | 15.1 | 15.1 | 15.1
LACY CREEK WIND U3 |  | LACY_CRK_UNIT3 | WT | WIND-O | OPER | CONV | GLASSCOCK | WEST | 2024-04-02 | 138.2 | 138.2 | 138.2 | 138.2 | 138.2 | 138.2 | 138.2 | 138.2 | 138.2 | 138.2 | 138.2 | 138.2 | 138.2 | 138.2 | 138.2 | 138.2 | 138.2 | 138.2 | 138.2 | 138.2 | 138.2
LACY CREEK WIND U4 |  | LACY_CRK_UNIT4 | WT | WIND-O | OPER | CONV | GLASSCOCK | WEST | 2024-04-02 | 12.6 | 12.6 | 12.6 | 12.6 | 12.6 | 12.6 | 12.6 | 12.6 | 12.6 | 12.6 | 12.6 | 12.6 | 12.6 | 12.6 | 12.6 | 12.6 | 12.6 | 12.6 | 12.6 | 12.6 | 12.6
LAS MAJADAS WIND U1 |  | LMAJADAS_UNIT1 | WT | WIND-C | OPER | CONV | WILLACY | COASTAL | 2023-07-13 | 110 | 110 | 110 | 110 | 110 | 110 | 110 | 110 | 110 | 110 | 110 | 110 | 110 | 110 | 110 | 110 | 110 | 110 | 110 | 110 | 110
LAS MAJADAS WIND U2 |  | LMAJADAS_UNIT2 | WT | WIND-C | OPER | CONV | WILLACY | COASTAL | 2023-07-13 | 24 | 24 | 24 | 24 | 24 | 24 | 24 | 24 | 24 | 24 | 24 | 24 | 24 | 24 | 24 | 24 | 24 | 24 | 24 | 24 | 24
LAS MAJADAS WIND U3 |  | LMAJADAS_UNIT3 | WT | WIND-C | OPER | CONV | WILLACY | COASTAL | 2023-07-13 | 138.6 | 138.6 | 138.6 | 138.6 | 138.6 | 138.6 | 138.6 | 138.6 | 138.6 | 138.6 | 138.6 | 138.6 | 138.6 | 138.6 | 138.6 | 138.6 | 138.6 | 138.6 | 138.6 | 138.6 | 138.6
LOCKETT WIND FARM |  | LOCKETT_UNIT1 | WT | WIND-O | OPER | CONV | WILBARGER | WEST | 2019-09-19 | 183.7 | 183.7 | 183.7 | 183.7 | 183.7 | 183.7 | 183.7 | 183.7 | 183.7 | 183.7 | 183.7 | 183.7 | 183.7 | 183.7 | 183.7 | 183.7 | 183.7 | 183.7 | 183.7 | 183.7 | 183.7
LOGANS GAP WIND I U1 |  | LGW_UNIT1 | WT | WIND-O | OPER | CONV | COMANCHE | NORTH | 2015-09-30 | 106.3 | 106.3 | 106.3 | 106.3 | 106.3 | 106.3 | 106.3 | 106.3 | 106.3 | 106.3 | 106.3 | 106.3 | 106.3 | 106.3 | 106.3 | 106.3 | 106.3 | 106.3 | 106.3 | 106.3 | 106.3
LOGANS GAP WIND I U2 |  | LGW_UNIT2 | WT | WIND-O | OPER | CONV | COMANCHE | NORTH | 2015-09-30 | 103.85 | 103.8 | 103.8 | 103.8 | 103.8 | 103.8 | 103.8 | 103.8 | 103.8 | 103.8 | 103.8 | 103.8 | 103.8 | 103.8 | 103.8 | 103.8 | 103.8 | 103.8 | 103.8 | 103.8 | 103.8
LONE STAR WIND 1 (MESQUITE) |  | LNCRK_G83 | WT | WIND-O | OPER | CONV | SHACKELFORD | WEST | 2006-11-21 | 194 | 194 | 194 | 194 | 194 | 194 | 194 | 194 | 194 | 194 | 194 | 194 | 194 | 194 | 194 | 194 | 194 | 194 | 194 | 194 | 194
LONE STAR WIND 2 (POST OAK) U1 |  | LNCRK2_G871 | WT | WIND-O | OPER | CONV | SHACKELFORD | WEST | 2007-09-15 | 98 | 98 | 98 | 98 | 98 | 98 | 98 | 98 | 98 | 98 | 98 | 98 | 98 | 98 | 98 | 98 | 98 | 98 | 98 | 98 | 98
LONE STAR WIND 2 (POST OAK) U2 |  | LNCRK2_G872 | WT | WIND-O | OPER | CONV | SHACKELFORD | WEST | 2007-09-15 | 100 | 100 | 100 | 100 | 100 | 100 | 100 | 100 | 100 | 100 | 100 | 100 | 100 | 100 | 100 | 100 | 100 | 100 | 100 | 100 | 100
LONGHORN WIND NORTH U1 |  | LHORN_N_UNIT1 | WT | WIND-P | OPER | CONV | FLOYD | PANHANDLE | 2015-09-21 | 100 | 100 | 100 | 100 | 100 | 100 | 100 | 100 | 100 | 100 | 100 | 100 | 100 | 100 | 100 | 100 | 100 | 100 | 100 | 100 | 100
LONGHORN WIND NORTH U2 |  | LHORN_N_UNIT2 | WT | WIND-P | OPER | CONV | FLOYD | PANHANDLE | 2015-09-21 | 100 | 100 | 100 | 100 | 100 | 100 | 100 | 100 | 100 | 100 | 100 | 100 | 100 | 100 | 100 | 100 | 100 | 100 | 100 | 100 | 100
LORAINE WINDPARK I |  | LONEWOLF_G1 | WT | WIND-O | OPER | CONV | MITCHELL | WEST | 2010-02-16 | 48 | 48 | 48 | 48 | 48 | 48 | 48 | 48 | 48 | 48 | 48 | 48 | 48 | 48 | 48 | 48 | 48 | 48 | 48 | 48 | 48
LORAINE WINDPARK II |  | LONEWOLF_G2 | WT | WIND-O | OPER | CONV | MITCHELL | WEST | 2010-02-16 | 51 | 51 | 51 | 51 | 51 | 51 | 51 | 51 | 51 | 51 | 51 | 51 | 51 | 51 | 51 | 51 | 51 | 51 | 51 | 51 | 51
LORAINE WINDPARK III |  | LONEWOLF_G3 | WT | WIND-O | OPER | CONV | MITCHELL | WEST | 2011-03-01 | 25.5 | 25.5 | 25.5 | 25.5 | 25.5 | 25.5 | 25.5 | 25.5 | 25.5 | 25.5 | 25.5 | 25.5 | 25.5 | 25.5 | 25.5 | 25.5 | 25.5 | 25.5 | 25.5 | 25.5 | 25.5
LORAINE WINDPARK IV |  | LONEWOLF_G4 | WT | WIND-O | OPER | CONV | MITCHELL | WEST | 2011-03-01 | 24 | 24 | 24 | 24 | 24 | 24 | 24 | 24 | 24 | 24 | 24 | 24 | 24 | 24 | 24 | 24 | 24 | 24 | 24 | 24 | 24
LOS VIENTOS III WIND |  | LV3_UNIT_1 | WT | WIND-O | OPER | CONV | STARR | SOUTH | 2015-01-29 | 200 | 200 | 200 | 200 | 200 | 200 | 200 | 200 | 200 | 200 | 200 | 200 | 200 | 200 | 200 | 200 | 200 | 200 | 200 | 200 | 200
LOS VIENTOS IV WIND |  | LV4_UNIT_1 | WT | WIND-O | OPER | CONV | STARR | SOUTH | 2016-06-06 | 200 | 200 | 200 | 200 | 200 | 200 | 200 | 200 | 200 | 200 | 200 | 200 | 200 | 200 | 200 | 200 | 200 | 200 | 200 | 200 | 200
LOS VIENTOS V WIND |  | LV5_UNIT_1 | WT | WIND-O | OPER | CONV | STARR | SOUTH | 2016-09-01 | 110 | 110 | 110 | 110 | 110 | 110 | 110 | 110 | 110 | 110 | 110 | 110 | 110 | 110 | 110 | 110 | 110 | 110 | 110 | 110 | 110
LOS VIENTOS WIND I |  | LV1_LV1A | WT | WIND-C | OPER | CONV | WILLACY | COASTAL | 2013-08-30 | 200.1 | 200.1 | 200.1 | 200.1 | 200.1 | 200.1 | 200.1 | 200.1 | 200.1 | 200.1 | 200.1 | 200.1 | 200.1 | 200.1 | 200.1 | 200.1 | 200.1 | 200.1 | 200.1 | 200.1 | 200.1
LOS VIENTOS WIND II |  | LV2_LV2 | WT | WIND-C | OPER | CONV | WILLACY | COASTAL | 2013-08-30 | 201.6 | 201.6 | 201.6 | 201.6 | 201.6 | 201.6 | 201.6 | 201.6 | 201.6 | 201.6 | 201.6 | 201.6 | 201.6 | 201.6 | 201.6 | 201.6 | 201.6 | 201.6 | 201.6 | 201.6 | 201.6
MAGIC VALLEY WIND (REDFISH) 1A |  | REDFISH_MV1A | WT | WIND-C | OPER | CONV | WILLACY | COASTAL | 2012-09-27 | 99.83 | 99.8 | 99.8 | 99.8 | 99.8 | 99.8 | 99.8 | 99.8 | 99.8 | 99.8 | 99.8 | 99.8 | 99.8 | 99.8 | 99.8 | 99.8 | 99.8 | 99.8 | 99.8 | 99.8 | 99.8
MAGIC VALLEY WIND (REDFISH) 1B |  | REDFISH_MV1B | WT | WIND-C | OPER | CONV | WILLACY | COASTAL | 2012-09-27 | 103.5 | 103.5 | 103.5 | 103.5 | 103.5 | 103.5 | 103.5 | 103.5 | 103.5 | 103.5 | 103.5 | 103.5 | 103.5 | 103.5 | 103.5 | 103.5 | 103.5 | 103.5 | 103.5 | 103.5 | 103.5
MARIAH DEL NORTE 1 |  | MARIAH_NORTE1 | WT | WIND-P | OPER | CONV | PARMER | PANHANDLE | 2017-03-08 | 115.2 | 115.2 | 115.2 | 115.2 | 115.2 | 115.2 | 115.2 | 115.2 | 115.2 | 115.2 | 115.2 | 115.2 | 115.2 | 115.2 | 115.2 | 115.2 | 115.2 | 115.2 | 115.2 | 115.2 | 115.2
MARIAH DEL NORTE 2 |  | MARIAH_NORTE2 | WT | WIND-P | OPER | CONV | PARMER | PANHANDLE | 2017-03-08 | 115.2 | 115.2 | 115.2 | 115.2 | 115.2 | 115.2 | 115.2 | 115.2 | 115.2 | 115.2 | 115.2 | 115.2 | 115.2 | 115.2 | 115.2 | 115.2 | 115.2 | 115.2 | 115.2 | 115.2 | 115.2
MAVERICK CREEK WIND WEST U1 |  | MAVCRK_W_UNIT1 | WT | WIND-O | OPER | CONV | CONCHO | WEST | 2022-03-29 | 201.6 | 201.6 | 201.6 | 201.6 | 201.6 | 201.6 | 201.6 | 201.6 | 201.6 | 201.6 | 201.6 | 201.6 | 201.6 | 201.6 | 201.6 | 201.6 | 201.6 | 201.6 | 201.6 | 201.6 | 201.6
MAVERICK CREEK WIND WEST U2 |  | MAVCRK_W_UNIT2 | WT | WIND-O | OPER | CONV | CONCHO | WEST | 2022-03-29 | 11.1 | 11.1 | 11.1 | 11.1 | 11.1 | 11.1 | 11.1 | 11.1 | 11.1 | 11.1 | 11.1 | 11.1 | 11.1 | 11.1 | 11.1 | 11.1 | 11.1 | 11.1 | 11.1 | 11.1 | 11.1
MAVERICK CREEK WIND WEST U3 |  | MAVCRK_W_UNIT3 | WT | WIND-O | OPER | CONV | CONCHO | WEST | 2022-03-29 | 33.6 | 33.6 | 33.6 | 33.6 | 33.6 | 33.6 | 33.6 | 33.6 | 33.6 | 33.6 | 33.6 | 33.6 | 33.6 | 33.6 | 33.6 | 33.6 | 33.6 | 33.6 | 33.6 | 33.6 | 33.6
MAVERICK CREEK WIND WEST U4 |  | MAVCRK_W_UNIT4 | WT | WIND-O | OPER | CONV | CONCHO | WEST | 2022-03-29 | 22.2 | 22.2 | 22.2 | 22.2 | 22.2 | 22.2 | 22.2 | 22.2 | 22.2 | 22.2 | 22.2 | 22.2 | 22.2 | 22.2 | 22.2 | 22.2 | 22.2 | 22.2 | 22.2 | 22.2 | 22.2
MAVERICK CREEK WIND EAST U1 |  | MAVCRK_E_UNIT5 | WT | WIND-O | OPER | CONV | CONCHO | WEST | 2022-03-29 | 71.4 | 71.4 | 71.4 | 71.4 | 71.4 | 71.4 | 71.4 | 71.4 | 71.4 | 71.4 | 71.4 | 71.4 | 71.4 | 71.4 | 71.4 | 71.4 | 71.4 | 71.4 | 71.4 | 71.4 | 71.4
MAVERICK CREEK WIND EAST U2 |  | MAVCRK_E_UNIT6 | WT | WIND-O | OPER | CONV | CONCHO | WEST | 2022-03-29 | 33.3 | 33.3 | 33.3 | 33.3 | 33.3 | 33.3 | 33.3 | 33.3 | 33.3 | 33.3 | 33.3 | 33.3 | 33.3 | 33.3 | 33.3 | 33.3 | 33.3 | 33.3 | 33.3 | 33.3 | 33.3
MAVERICK CREEK WIND EAST U3 |  | MAVCRK_E_UNIT7 | WT | WIND-O | OPER | CONV | CONCHO | WEST | 2022-03-29 | 22 | 22 | 22 | 22 | 22 | 22 | 22 | 22 | 22 | 22 | 22 | 22 | 22 | 22 | 22 | 22 | 22 | 22 | 22 | 22 | 22
MAVERICK CREEK WIND EAST U4 |  | MAVCRK_E_UNIT8 | WT | WIND-O | OPER | CONV | CONCHO | WEST | 2022-03-29 | 20 | 20 | 20 | 20 | 20 | 20 | 20 | 20 | 20 | 20 | 20 | 20 | 20 | 20 | 20 | 20 | 20 | 20 | 20 | 20 | 20
MAVERICK CREEK WIND EAST U5 |  | MAVCRK_E_UNIT9 | WT | WIND-O | OPER | CONV | CONCHO | WEST | 2022-03-29 | 76.8 | 76.8 | 76.8 | 76.8 | 76.8 | 76.8 | 76.8 | 76.8 | 76.8 | 76.8 | 76.8 | 76.8 | 76.8 | 76.8 | 76.8 | 76.8 | 76.8 | 76.8 | 76.8 | 76.8 | 76.8
MCADOO WIND |  | MWEC_G1 | WT | WIND-P | OPER | CONV | DICKENS | PANHANDLE | 2008-07-31 | 150 | 150 | 150 | 150 | 150 | 150 | 150 | 150 | 150 | 150 | 150 | 150 | 150 | 150 | 150 | 150 | 150 | 150 | 150 | 150 | 150
MESQUITE CREEK WIND 1 |  | MESQCRK_WND1 | WT | WIND-O | OPER | CONV | DAWSON | WEST | 2015-04-15 | 105.61 | 105.6 | 105.6 | 105.6 | 105.6 | 105.6 | 105.6 | 105.6 | 105.6 | 105.6 | 105.6 | 105.6 | 105.6 | 105.6 | 105.6 | 105.6 | 105.6 | 105.6 | 105.6 | 105.6 | 105.6
MESQUITE CREEK WIND 2 |  | MESQCRK_WND2 | WT | WIND-O | OPER | CONV | DAWSON | WEST | 2015-04-15 | 105.61 | 105.6 | 105.6 | 105.6 | 105.6 | 105.6 | 105.6 | 105.6 | 105.6 | 105.6 | 105.6 | 105.6 | 105.6 | 105.6 | 105.6 | 105.6 | 105.6 | 105.6 | 105.6 | 105.6 | 105.6
MIAMI WIND G1 |  | MIAM1_G1 | WT | WIND-P | OPER | CONV | ROBERTS | PANHANDLE | 2014-12-04 | 144.3 | 144.3 | 144.3 | 144.3 | 144.3 | 144.3 | 144.3 | 144.3 | 144.3 | 144.3 | 144.3 | 144.3 | 144.3 | 144.3 | 144.3 | 144.3 | 144.3 | 144.3 | 144.3 | 144.3 | 144.3
MIAMI WIND G2 |  | MIAM1_G2 | WT | WIND-P | OPER | CONV | ROBERTS | PANHANDLE | 2014-12-04 | 144.3 | 144.3 | 144.3 | 144.3 | 144.3 | 144.3 | 144.3 | 144.3 | 144.3 | 144.3 | 144.3 | 144.3 | 144.3 | 144.3 | 144.3 | 144.3 | 144.3 | 144.3 | 144.3 | 144.3 | 144.3
MIDWAY WIND |  | MIDWIND_UNIT1 | WT | WIND-C | OPER | CONV | SAN PATRICIO | COASTAL | 2019-08-15 | 162.8 | 162.8 | 162.8 | 162.8 | 162.8 | 162.8 | 162.8 | 162.8 | 162.8 | 162.8 | 162.8 | 162.8 | 162.8 | 162.8 | 162.8 | 162.8 | 162.8 | 162.8 | 162.8 | 162.8 | 162.8
MONTGOMERY RANCH WIND U1 |  | MONT_WND_UNIT1 | WT | WIND-O | OPER | CONV | FOARD | WEST | 2024-12-13 | 106.13 | 105.9 | 105.9 | 105.9 | 105.9 | 105.9 | 105.9 | 105.9 | 105.9 | 105.9 | 105.9 | 105.9 | 105.9 | 105.9 | 105.9 | 105.9 | 105.9 | 105.9 | 105.9 | 105.9 | 105.9
MONTGOMERY RANCH WIND U2 |  | MONT_WND_UNIT2 | WT | WIND-O | OPER | CONV | FOARD | WEST | 2024-12-13 | 92.87 | 92.7 | 92.7 | 92.7 | 92.7 | 92.7 | 92.7 | 92.7 | 92.7 | 92.7 | 92.7 | 92.7 | 92.7 | 92.7 | 92.7 | 92.7 | 92.7 | 92.7 | 92.7 | 92.7 | 92.7
NIELS BOHR WIND A (BEARKAT WIND A) |  | NBOHR_UNIT1 | WT | WIND-O | OPER | CONV | GLASSCOCK | WEST | 2017-12-29 | 196.6 | 196.6 | 196.6 | 196.6 | 196.6 | 196.6 | 196.6 | 196.6 | 196.6 | 196.6 | 196.6 | 196.6 | 196.6 | 196.6 | 196.6 | 196.6 | 196.6 | 196.6 | 196.6 | 196.6 | 196.6
NOTREES WIND 1 |  | NWF_NWF1 | WT | WIND-O | OPER | CONV | WINKLER | WEST | 2009-04-01 | 92.61 | 92.6 | 92.6 | 92.6 | 92.6 | 92.6 | 92.6 | 92.6 | 92.6 | 92.6 | 92.6 | 92.6 | 92.6 | 92.6 | 92.6 | 92.6 | 92.6 | 92.6 | 92.6 | 92.6 | 92.6
NOTREES WIND 2 |  | NWF_NWF2 | WT | WIND-O | OPER | CONV | WINKLER | WEST | 2009-04-01 | 60 | 60 | 60 | 60 | 60 | 60 | 60 | 60 | 60 | 60 | 60 | 60 | 60 | 60 | 60 | 60 | 60 | 60 | 60 | 60 | 60
OCOTILLO WIND |  | OWF_OWF | WT | WIND-O | OPER | CONV | HOWARD | WEST | 2008-11-01 | 54.6 | 54.6 | 54.6 | 54.6 | 54.6 | 54.6 | 54.6 | 54.6 | 54.6 | 54.6 | 54.6 | 54.6 | 54.6 | 54.6 | 54.6 | 54.6 | 54.6 | 54.6 | 54.6 | 54.6 | 54.6
OLD SETTLER WIND |  | COTPLNS_OLDSETLR | WT | WIND-P | OPER | CONV | FLOYD | PANHANDLE | 2017-01-12 | 151.2 | 151.2 | 151.2 | 151.2 | 151.2 | 151.2 | 151.2 | 151.2 | 151.2 | 151.2 | 151.2 | 151.2 | 151.2 | 151.2 | 151.2 | 151.2 | 151.2 | 151.2 | 151.2 | 151.2 | 151.2
OVEJA WIND U1 |  | OVEJA_G1 | WT | WIND-O | OPER | CONV | IRION | WEST | 2021-10-20 | 151.2 | 151.2 | 151.2 | 151.2 | 151.2 | 151.2 | 151.2 | 151.2 | 151.2 | 151.2 | 151.2 | 151.2 | 151.2 | 151.2 | 151.2 | 151.2 | 151.2 | 151.2 | 151.2 | 151.2 | 151.2
OVEJA WIND U2 |  | OVEJA_G2 | WT | WIND-O | OPER | CONV | IRION | WEST | 2021-10-20 | 151.2 | 151.2 | 151.2 | 151.2 | 151.2 | 151.2 | 151.2 | 151.2 | 151.2 | 151.2 | 151.2 | 151.2 | 151.2 | 151.2 | 151.2 | 151.2 | 151.2 | 151.2 | 151.2 | 151.2 | 151.2
PALMAS ALTAS WIND |  | PALMWIND_UNIT1 | WT | WIND-C | OPER | CONV | CAMERON | COASTAL | 2020-11-12 | 144.9 | 144.9 | 144.9 | 144.9 | 144.9 | 144.9 | 144.9 | 144.9 | 144.9 | 144.9 | 144.9 | 144.9 | 144.9 | 144.9 | 144.9 | 144.9 | 144.9 | 144.9 | 144.9 | 144.9 | 144.9
PANHANDLE WIND 1 U1 |  | PH1_UNIT1 | WT | WIND-P | OPER | CONV | CARSON | PANHANDLE | 2014-07-30 | 109.15 | 109.2 | 109.2 | 109.2 | 109.2 | 109.2 | 109.2 | 109.2 | 109.2 | 109.2 | 109.2 | 109.2 | 109.2 | 109.2 | 109.2 | 109.2 | 109.2 | 109.2 | 109.2 | 109.2 | 109.2
PANHANDLE WIND 1 U2 |  | PH1_UNIT2 | WT | WIND-P | OPER | CONV | CARSON | PANHANDLE | 2014-07-30 | 109.15 | 109.2 | 109.2 | 109.2 | 109.2 | 109.2 | 109.2 | 109.2 | 109.2 | 109.2 | 109.2 | 109.2 | 109.2 | 109.2 | 109.2 | 109.2 | 109.2 | 109.2 | 109.2 | 109.2 | 109.2
PANHANDLE WIND 2 U1 |  | PH2_UNIT1 | WT | WIND-P | OPER | CONV | CARSON | PANHANDLE | 2014-11-11 | 94.19 | 94.2 | 94.2 | 94.2 | 94.2 | 94.2 | 94.2 | 94.2 | 94.2 | 94.2 | 94.2 | 94.2 | 94.2 | 94.2 | 94.2 | 94.2 | 94.2 | 94.2 | 94.2 | 94.2 | 94.2
PANHANDLE WIND 2 U2 |  | PH2_UNIT2 | WT | WIND-P | OPER | CONV | CARSON | PANHANDLE | 2014-11-11 | 96.6 | 96.6 | 96.6 | 96.6 | 96.6 | 96.6 | 96.6 | 96.6 | 96.6 | 96.6 | 96.6 | 96.6 | 96.6 | 96.6 | 96.6 | 96.6 | 96.6 | 96.6 | 96.6 | 96.6 | 96.6
PANTHER CREEK WIND 1 |  | PC_NORTH_PANTHER1 | WT | WIND-O | OPER | CONV | HOWARD | WEST | 2008-07-18 | 149.16 | 148.5 | 148.5 | 148.5 | 148.5 | 148.5 | 148.5 | 148.5 | 148.5 | 148.5 | 148.5 | 148.5 | 148.5 | 148.5 | 148.5 | 148.5 | 148.5 | 148.5 | 148.5 | 148.5 | 148.5
PANTHER CREEK WIND 2 |  | PC_SOUTH_PANTHER2 | WT | WIND-O | OPER | CONV | HOWARD | WEST | 2019-12-20 | 123.25 | 121.9 | 121.9 | 121.9 | 121.9 | 121.9 | 121.9 | 121.9 | 121.9 | 121.9 | 121.9 | 121.9 | 121.9 | 121.9 | 121.9 | 121.9 | 121.9 | 121.9 | 121.9 | 121.9 | 121.9
PANTHER CREEK WIND 3 A |  | PC_SOUTH_PANTH31 | WT | WIND-O | OPER | CONV | HOWARD | WEST | 2022-01-05 | 106.92 | 106.9 | 106.9 | 106.9 | 106.9 | 106.9 | 106.9 | 106.9 | 106.9 | 106.9 | 106.9 | 106.9 | 106.9 | 106.9 | 106.9 | 106.9 | 106.9 | 106.9 | 106.9 | 106.9 | 106.9
PANTHER CREEK WIND 3 B |  | PC_SOUTH_PANTH32 | WT | WIND-O | OPER | CONV | HOWARD | WEST | 2022-01-05 | 108.54 | 108.5 | 108.5 | 108.5 | 108.5 | 108.5 | 108.5 | 108.5 | 108.5 | 108.5 | 108.5 | 108.5 | 108.5 | 108.5 | 108.5 | 108.5 | 108.5 | 108.5 | 108.5 | 108.5 | 108.5
PAPALOTE CREEK WIND |  | PAP1_PAP1 | WT | WIND-C | OPER | CONV | SAN PATRICIO | COASTAL | 2009-09-04 | 179.85 | 179.9 | 179.9 | 179.9 | 179.9 | 179.9 | 179.9 | 179.9 | 179.9 | 179.9 | 179.9 | 179.9 | 179.9 | 179.9 | 179.9 | 179.9 | 179.9 | 179.9 | 179.9 | 179.9 | 179.9
PAPALOTE CREEK WIND II |  | COTTON_PAP2 | WT | WIND-C | OPER | CONV | SAN PATRICIO | COASTAL | 2010-06-01 | 200.12 | 200.1 | 200.1 | 200.1 | 200.1 | 200.1 | 200.1 | 200.1 | 200.1 | 200.1 | 200.1 | 200.1 | 200.1 | 200.1 | 200.1 | 200.1 | 200.1 | 200.1 | 200.1 | 200.1 | 200.1
PECOS WIND 1 (WOODWARD) |  | WOODWRD1_WOODWRD1 | WT | WIND-O | OPER | CONV | PECOS | WEST | 2001-07-31 | 91.7 | 91.7 | 91.7 | 91.7 | 91.7 | 91.7 | 91.7 | 91.7 | 91.7 | 91.7 | 91.7 | 91.7 | 91.7 | 91.7 | 91.7 | 91.7 | 91.7 | 91.7 | 91.7 | 91.7 | 91.7
PECOS WIND 2 (WOODWARD) |  | WOODWRD2_WOODWRD2 | WT | WIND-O | OPER | CONV | PECOS | WEST | 2001-07-31 | 85.4 | 85.4 | 85.4 | 85.4 | 85.4 | 85.4 | 85.4 | 85.4 | 85.4 | 85.4 | 85.4 | 85.4 | 85.4 | 85.4 | 85.4 | 85.4 | 85.4 | 85.4 | 85.4 | 85.4 | 85.4
PENASCAL WIND 1 |  | PENA_UNIT1 | WT | WIND-C | OPER | CONV | KENEDY | COASTAL | 2009-04-22 | 160.8 | 160.8 | 160.8 | 160.8 | 160.8 | 160.8 | 160.8 | 160.8 | 160.8 | 160.8 | 160.8 | 160.8 | 160.8 | 160.8 | 160.8 | 160.8 | 160.8 | 160.8 | 160.8 | 160.8 | 160.8
PENASCAL WIND 2 |  | PENA_UNIT2 | WT | WIND-C | OPER | CONV | KENEDY | COASTAL | 2009-04-22 | 141.6 | 141.6 | 141.6 | 141.6 | 141.6 | 141.6 | 141.6 | 141.6 | 141.6 | 141.6 | 141.6 | 141.6 | 141.6 | 141.6 | 141.6 | 141.6 | 141.6 | 141.6 | 141.6 | 141.6 | 141.6
PENASCAL WIND 3 |  | PENA3_UNIT3 | WT | WIND-C | OPER | CONV | KENEDY | COASTAL | 2011-08-02 | 100.8 | 100.8 | 100.8 | 100.8 | 100.8 | 100.8 | 100.8 | 100.8 | 100.8 | 100.8 | 100.8 | 100.8 | 100.8 | 100.8 | 100.8 | 100.8 | 100.8 | 100.8 | 100.8 | 100.8 | 100.8
PEYTON CREEK WIND |  | PEY_UNIT1 | WT | WIND-C | OPER | CONV | MATAGORDA | COASTAL | 2020-06-04 | 151.2 | 151.2 | 151.2 | 151.2 | 151.2 | 151.2 | 151.2 | 151.2 | 151.2 | 151.2 | 151.2 | 151.2 | 151.2 | 151.2 | 151.2 | 151.2 | 151.2 | 151.2 | 151.2 | 151.2 | 151.2
PIONEER DJ WIND U1 |  | PIONR_DJ_UNIT1 | WT | WIND-O | OPER | CONV | MIDLAND | WEST | 2025-02-28 | 124.2 | 124.2 | 124.2 | 124.2 | 124.2 | 124.2 | 124.2 | 124.2 | 124.2 | 124.2 | 124.2 | 124.2 | 124.2 | 124.2 | 124.2 | 124.2 | 124.2 | 124.2 | 124.2 | 124.2 | 124.2
PIONEER DJ WIND U2 |  | PIONR_DJ_UNIT2 | WT | WIND-O | OPER | CONV | MIDLAND | WEST | 2025-02-28 | 16.4 | 16.4 | 16.4 | 16.4 | 16.4 | 16.4 | 16.4 | 16.4 | 16.4 | 16.4 | 16.4 | 16.4 | 16.4 | 16.4 | 16.4 | 16.4 | 16.4 | 16.4 | 16.4 | 16.4 | 16.4
PYRON WIND 1 |  | PYR_PYRON1 | WT | WIND-O | OPER | CONV | NOLAN | WEST | 2008-12-23 | 128.47 | 127.8 | 127.8 | 127.8 | 127.8 | 127.8 | 127.8 | 127.8 | 127.8 | 127.8 | 127.8 | 127.8 | 127.8 | 127.8 | 127.8 | 127.8 | 127.8 | 127.8 | 127.8 | 127.8 | 127.8
PYRON WIND 2 |  | PYR_PYRON2 | WT | WIND-O | OPER | CONV | NOLAN | WEST | 2008-12-23 | 134.9 | 134.2 | 134.2 | 134.2 | 134.2 | 134.2 | 134.2 | 134.2 | 134.2 | 134.2 | 134.2 | 134.2 | 134.2 | 134.2 | 134.2 | 134.2 | 134.2 | 134.2 | 134.2 | 134.2 | 134.2
RANCHERO WIND U1 |  | RANCHERO_UNIT1 | WT | WIND-O | OPER | CONV | CROCKETT | WEST | 2020-05-04 | 150 | 150 | 150 | 150 | 150 | 150 | 150 | 150 | 150 | 150 | 150 | 150 | 150 | 150 | 150 | 150 | 150 | 150 | 150 | 150 | 150
RANCHERO WIND U2 |  | RANCHERO_UNIT2 | WT | WIND-O | OPER | CONV | CROCKETT | WEST | 2020-05-04 | 150 | 150 | 150 | 150 | 150 | 150 | 150 | 150 | 150 | 150 | 150 | 150 | 150 | 150 | 150 | 150 | 150 | 150 | 150 | 150 | 150
RATTLESNAKE I WIND ENERGY CENTER G1 |  | RSNAKE_G1 | WT | WIND-O | OPER | CONV | GLASSCOCK | WEST | 2015-09-21 | 109.15 | 104.6 | 104.6 | 104.6 | 104.6 | 104.6 | 104.6 | 104.6 | 104.6 | 104.6 | 104.6 | 104.6 | 104.6 | 104.6 | 104.6 | 104.6 | 104.6 | 104.6 | 104.6 | 104.6 | 104.6
RATTLESNAKE I WIND ENERGY CENTER G2 |  | RSNAKE_G2 | WT | WIND-O | OPER | CONV | GLASSCOCK | WEST | 2015-09-21 | 109.15 | 102.7 | 102.7 | 102.7 | 102.7 | 102.7 | 102.7 | 102.7 | 102.7 | 102.7 | 102.7 | 102.7 | 102.7 | 102.7 | 102.7 | 102.7 | 102.7 | 102.7 | 102.7 | 102.7 | 102.7
RED CANYON WIND |  | RDCANYON_RDCNY1 | WT | WIND-O | OPER | CONV | BORDEN | WEST | 2006-04-15 | 89.6 | 89.6 | 89.6 | 89.6 | 89.6 | 89.6 | 89.6 | 89.6 | 89.6 | 89.6 | 89.6 | 89.6 | 89.6 | 89.6 | 89.6 | 89.6 | 89.6 | 89.6 | 89.6 | 89.6 | 89.6
RELOJ DEL SOL WIND U1 |  | RELOJ_UNIT1 | WT | WIND-O | OPER | CONV | ZAPATA | SOUTH | 2022-08-03 | 55.4 | 55.4 | 55.4 | 55.4 | 55.4 | 55.4 | 55.4 | 55.4 | 55.4 | 55.4 | 55.4 | 55.4 | 55.4 | 55.4 | 55.4 | 55.4 | 55.4 | 55.4 | 55.4 | 55.4 | 55.4
RELOJ DEL SOL WIND U2 |  | RELOJ_UNIT2 | WT | WIND-O | OPER | CONV | ZAPATA | SOUTH | 2022-08-03 | 48 | 48 | 48 | 48 | 48 | 48 | 48 | 48 | 48 | 48 | 48 | 48 | 48 | 48 | 48 | 48 | 48 | 48 | 48 | 48 | 48
RELOJ DEL SOL WIND U3 |  | RELOJ_UNIT3 | WT | WIND-O | OPER | CONV | ZAPATA | SOUTH | 2022-08-03 | 83.1 | 83.1 | 83.1 | 83.1 | 83.1 | 83.1 | 83.1 | 83.1 | 83.1 | 83.1 | 83.1 | 83.1 | 83.1 | 83.1 | 83.1 | 83.1 | 83.1 | 83.1 | 83.1 | 83.1 | 83.1
RELOJ DEL SOL WIND U4 |  | RELOJ_UNIT4 | WT | WIND-O | OPER | CONV | ZAPATA | SOUTH | 2022-08-03 | 22.8 | 22.8 | 22.8 | 22.8 | 22.8 | 22.8 | 22.8 | 22.8 | 22.8 | 22.8 | 22.8 | 22.8 | 22.8 | 22.8 | 22.8 | 22.8 | 22.8 | 22.8 | 22.8 | 22.8 | 22.8
ROADRUNNER CROSSING WIND U1 |  | RRC_WIND_UNIT1 | WT | WIND-O | OPER | CONV | EASTLAND | NORTH | 2025-08-04 | 94.1 | 94.1 | 94.1 | 94.1 | 94.1 | 94.1 | 94.1 | 94.1 | 94.1 | 94.1 | 94.1 | 94.1 | 94.1 | 94.1 | 94.1 | 94.1 | 94.1 | 94.1 | 94.1 | 94.1 | 94.1
ROADRUNNER CROSSING WIND U2 |  | RRC_WIND_UNIT2 | WT | WIND-O | OPER | CONV | EASTLAND | NORTH | 2025-08-04 | 28.7 | 28.7 | 28.7 | 28.7 | 28.7 | 28.7 | 28.7 | 28.7 | 28.7 | 28.7 | 28.7 | 28.7 | 28.7 | 28.7 | 28.7 | 28.7 | 28.7 | 28.7 | 28.7 | 28.7 | 28.7
ROADRUNNER CROSSING WIND U3 |  | RRC_WIND_UNIT3 | WT | WIND-O | OPER | CONV | EASTLAND | NORTH | 2025-08-04 | 125.9 | 125.9 | 125.9 | 125.9 | 125.9 | 125.9 | 125.9 | 125.9 | 125.9 | 125.9 | 125.9 | 125.9 | 125.9 | 125.9 | 125.9 | 125.9 | 125.9 | 125.9 | 125.9 | 125.9 | 125.9
ROCK SPRINGS VAL VERDE WIND (FERMI) 1 |  | FERMI_WIND1 | WT | WIND-O | OPER | CONV | VAL VERDE | WEST | 2017-10-26 | 121.9 | 121.9 | 121.9 | 121.9 | 121.9 | 121.9 | 121.9 | 121.9 | 121.9 | 121.9 | 121.9 | 121.9 | 121.9 | 121.9 | 121.9 | 121.9 | 121.9 | 121.9 | 121.9 | 121.9 | 121.9
ROCK SPRINGS VAL VERDE WIND (FERMI) 2 |  | FERMI_WIND2 | WT | WIND-O | OPER | CONV | VAL VERDE | WEST | 2017-10-26 | 27.44 | 27.4 | 27.4 | 27.4 | 27.4 | 27.4 | 27.4 | 27.4 | 27.4 | 27.4 | 27.4 | 27.4 | 27.4 | 27.4 | 27.4 | 27.4 | 27.4 | 27.4 | 27.4 | 27.4 | 27.4
ROSCOE WIND |  | TKWSW1_ROSCOE | WT | WIND-O | OPER | CONV | NOLAN | WEST | 2008-02-20 | 114 | 114 | 114 | 114 | 114 | 114 | 114 | 114 | 114 | 114 | 114 | 114 | 114 | 114 | 114 | 114 | 114 | 114 | 114 | 114 | 114
ROSCOE WIND 2A |  | TKWSW1_ROSCOE2A | WT | WIND-O | OPER | CONV | NOLAN | WEST | 2008-02-20 | 95 | 95 | 95 | 95 | 95 | 95 | 95 | 95 | 95 | 95 | 95 | 95 | 95 | 95 | 95 | 95 | 95 | 95 | 95 | 95 | 95
ROUTE 66 WIND |  | ROUTE_66_WIND1 | WT | WIND-P | OPER | CONV | CARSON | PANHANDLE | 2015-08-11 | 150 | 150 | 150 | 150 | 150 | 150 | 150 | 150 | 150 | 150 | 150 | 150 | 150 | 150 | 150 | 150 | 150 | 150 | 150 | 150 | 150
RTS 2 WIND (HEART OF TEXAS WIND) U1 |  | RTS2_U1 | WT | WIND-O | OPER | CONV | MCCULLOCH | SOUTH | 2021-05-14 | 89.9 | 89.9 | 89.9 | 89.9 | 89.9 | 89.9 | 89.9 | 89.9 | 89.9 | 89.9 | 89.9 | 89.9 | 89.9 | 89.9 | 89.9 | 89.9 | 89.9 | 89.9 | 89.9 | 89.9 | 89.9
RTS 2 WIND (HEART OF TEXAS WIND) U2 |  | RTS2_U2 | WT | WIND-O | OPER | CONV | MCCULLOCH | SOUTH | 2021-05-14 | 89.9 | 89.9 | 89.9 | 89.9 | 89.9 | 89.9 | 89.9 | 89.9 | 89.9 | 89.9 | 89.9 | 89.9 | 89.9 | 89.9 | 89.9 | 89.9 | 89.9 | 89.9 | 89.9 | 89.9 | 89.9
RTS WIND |  | RTS_U1 | WT | WIND-O | OPER | CONV | MCCULLOCH | SOUTH | 2018-09-07 | 160 | 160 | 160 | 160 | 160 | 160 | 160 | 160 | 160 | 160 | 160 | 160 | 160 | 160 | 160 | 160 | 160 | 160 | 160 | 160 | 160
SAGE DRAW WIND U1 |  | SAGEDRAW_UNIT1 | WT | WIND-O | OPER | CONV | LYNN | WEST | 2022-05-04 | 169.2 | 169.2 | 169.2 | 169.2 | 169.2 | 169.2 | 169.2 | 169.2 | 169.2 | 169.2 | 169.2 | 169.2 | 169.2 | 169.2 | 169.2 | 169.2 | 169.2 | 169.2 | 169.2 | 169.2 | 169.2
SAGE DRAW WIND U2 |  | SAGEDRAW_UNIT2 | WT | WIND-O | OPER | CONV | LYNN | WEST | 2022-05-04 | 169.2 | 169.2 | 169.2 | 169.2 | 169.2 | 169.2 | 169.2 | 169.2 | 169.2 | 169.2 | 169.2 | 169.2 | 169.2 | 169.2 | 169.2 | 169.2 | 169.2 | 169.2 | 169.2 | 169.2 | 169.2
SALT FORK 1 WIND U1 |  | SALTFORK_UNIT1 | WT | WIND-P | OPER | CONV | DONLEY | PANHANDLE | 2017-06-13 | 64 | 64 | 64 | 64 | 64 | 64 | 64 | 64 | 64 | 64 | 64 | 64 | 64 | 64 | 64 | 64 | 64 | 64 | 64 | 64 | 64
SALT FORK 1 WIND U2 |  | SALTFORK_UNIT2 | WT | WIND-P | OPER | CONV | DONLEY | PANHANDLE | 2017-06-13 | 110 | 110 | 110 | 110 | 110 | 110 | 110 | 110 | 110 | 110 | 110 | 110 | 110 | 110 | 110 | 110 | 110 | 110 | 110 | 110 | 110
SAN ROMAN WIND |  | SANROMAN_WIND_1 | WT | WIND-C | OPER | CONV | CAMERON | COASTAL | 2016-08-25 | 95.25 | 95.2 | 95.2 | 95.2 | 95.2 | 95.2 | 95.2 | 95.2 | 95.2 | 95.2 | 95.2 | 95.2 | 95.2 | 95.2 | 95.2 | 95.2 | 95.2 | 95.2 | 95.2 | 95.2 | 95.2
SAND BLUFF WIND U1 |  | MCDLD_SB1_2 | WT | WIND-O | OPER | CONV | GLASSCOCK | WEST | 2025-08-15 | 71.4 | 71.4 | 71.4 | 71.4 | 71.4 | 71.4 | 71.4 | 71.4 | 71.4 | 71.4 | 71.4 | 71.4 | 71.4 | 71.4 | 71.4 | 71.4 | 71.4 | 71.4 | 71.4 | 71.4 | 71.4
SAND BLUFF WIND U2 |  | MCDLD_SB3_282 | WT | WIND-O | OPER | CONV | GLASSCOCK | WEST | 2025-08-15 | 14.1 | 14.1 | 14.1 | 14.1 | 14.1 | 14.1 | 14.1 | 14.1 | 14.1 | 14.1 | 14.1 | 14.1 | 14.1 | 14.1 | 14.1 | 14.1 | 14.1 | 14.1 | 14.1 | 14.1 | 14.1
SAND BLUFF WIND U3 |  | MCDLD_SB4_G87 | WT | WIND-O | OPER | CONV | GLASSCOCK | WEST | 2025-08-15 | 4 | 4 | 4 | 4 | 4 | 4 | 4 | 4 | 4 | 4 | 4 | 4 | 4 | 4 | 4 | 4 | 4 | 4 | 4 | 4 | 4
SENATE WIND |  | SENATEWD_UNIT1 | WT | WIND-O | OPER | CONV | JACK | NORTH | 2012-12-01 | 150 | 150 | 150 | 150 | 150 | 150 | 150 | 150 | 150 | 150 | 150 | 150 | 150 | 150 | 150 | 150 | 150 | 150 | 150 | 150 | 150
SENDERO WIND ENERGY |  | EXGNSND_WIND_1 | WT | WIND-O | OPER | CONV | JIM HOGG | SOUTH | 2015-12-22 | 78 | 78 | 78 | 78 | 78 | 78 | 78 | 78 | 78 | 78 | 78 | 78 | 78 | 78 | 78 | 78 | 78 | 78 | 78 | 78 | 78
SEYMOUR HILLS WIND (S_HILLS WIND) |  | S_HILLS_UNIT1 | WT | WIND-O | OPER | CONV | BAYLOR | WEST | 2019-08-07 | 30.24 | 30.2 | 30.2 | 30.2 | 30.2 | 30.2 | 30.2 | 30.2 | 30.2 | 30.2 | 30.2 | 30.2 | 30.2 | 30.2 | 30.2 | 30.2 | 30.2 | 30.2 | 30.2 | 30.2 | 30.2
SHAFFER (PATRIOT WIND/PETRONILLA) |  | SHAFFER_UNIT1 | WT | WIND-C | OPER | CONV | NUECES | COASTAL | 2021-06-08 | 226.1 | 226.1 | 226.1 | 226.1 | 226.1 | 226.1 | 226.1 | 226.1 | 226.1 | 226.1 | 226.1 | 226.1 | 226.1 | 226.1 | 226.1 | 226.1 | 226.1 | 226.1 | 226.1 | 226.1 | 226.1
SHAMROCK WIND U1 |  | SHAMROCK_UNIT1 | WT | WIND-O | OPER | CONV | CROCKETT | WEST | 2025-03-19 | 203.1 | 203 | 203 | 203 | 203 | 203 | 203 | 203 | 203 | 203 | 203 | 203 | 203 | 203 | 203 | 203 | 203 | 203 | 203 | 203 | 203
SHAMROCK WIND U2 |  | SHAMROCK_UNIT2 | WT | WIND-O | OPER | CONV | CROCKETT | WEST | 2025-03-19 | 20.9 | 20.9 | 20.9 | 20.9 | 20.9 | 20.9 | 20.9 | 20.9 | 20.9 | 20.9 | 20.9 | 20.9 | 20.9 | 20.9 | 20.9 | 20.9 | 20.9 | 20.9 | 20.9 | 20.9 | 20.9
SHANNON WIND |  | SHANNONW_UNIT_1 | WT | WIND-O | OPER | CONV | CLAY | WEST | 2015-12-23 | 204.1 | 204.1 | 204.1 | 204.1 | 204.1 | 204.1 | 204.1 | 204.1 | 204.1 | 204.1 | 204.1 | 204.1 | 204.1 | 204.1 | 204.1 | 204.1 | 204.1 | 204.1 | 204.1 | 204.1 | 204.1
SHEEP CREEK WIND |  | SHEEPCRK_UNIT1 | WT | WIND-O | OPER | CONV | EASTLAND | NORTH | 2024-10-01 | 150 | 150 | 150 | 150 | 150 | 150 | 150 | 150 | 150 | 150 | 150 | 150 | 150 | 150 | 150 | 150 | 150 | 150 | 150 | 150 | 150
SHERBINO 2 WIND |  | KEO_SHRBINO2 | WT | WIND-O | OPER | CONV | PECOS | WEST | 2011-12-21 | 132 | 132 | 132 | 132 | 132 | 132 | 132 | 132 | 132 | 132 | 132 | 132 | 132 | 132 | 132 | 132 | 132 | 132 | 132 | 132 | 132
SILVER STAR WIND |  | FLTCK_SSI | WT | WIND-O | OPER | CONV | ERATH | NORTH | 2008-09-26 | 52.8 | 52.8 | 52.8 | 52.8 | 52.8 | 52.8 | 52.8 | 52.8 | 52.8 | 52.8 | 52.8 | 52.8 | 52.8 | 52.8 | 52.8 | 52.8 | 52.8 | 52.8 | 52.8 | 52.8 | 52.8
SOUTH PLAINS WIND 1 U1 |  | SPLAIN1_WIND1 | WT | WIND-P | OPER | CONV | FLOYD | PANHANDLE | 2015-11-13 | 102 | 102 | 102 | 102 | 102 | 102 | 102 | 102 | 102 | 102 | 102 | 102 | 102 | 102 | 102 | 102 | 102 | 102 | 102 | 102 | 102
SOUTH PLAINS WIND 1 U2 |  | SPLAIN1_WIND2 | WT | WIND-P | OPER | CONV | FLOYD | PANHANDLE | 2015-11-13 | 98 | 98 | 98 | 98 | 98 | 98 | 98 | 98 | 98 | 98 | 98 | 98 | 98 | 98 | 98 | 98 | 98 | 98 | 98 | 98 | 98
SOUTH PLAINS WIND 2 U1 |  | SPLAIN2_WIND21 | WT | WIND-P | OPER | CONV | FLOYD | PANHANDLE | 2016-06-08 | 148.5 | 148.5 | 148.5 | 148.5 | 148.5 | 148.5 | 148.5 | 148.5 | 148.5 | 148.5 | 148.5 | 148.5 | 148.5 | 148.5 | 148.5 | 148.5 | 148.5 | 148.5 | 148.5 | 148.5 | 148.5
SOUTH PLAINS WIND 2 U2 |  | SPLAIN2_WIND22 | WT | WIND-P | OPER | CONV | FLOYD | PANHANDLE | 2016-06-08 | 151.8 | 151.8 | 151.8 | 151.8 | 151.8 | 151.8 | 151.8 | 151.8 | 151.8 | 151.8 | 151.8 | 151.8 | 151.8 | 151.8 | 151.8 | 151.8 | 151.8 | 151.8 | 151.8 | 151.8 | 151.8
SOUTH TRENT WIND |  | STWF_T1 | WT | WIND-O | OPER | CONV | NOLAN | WEST | 2008-10-29 | 101.2 | 98.2 | 98.2 | 98.2 | 98.2 | 98.2 | 98.2 | 98.2 | 98.2 | 98.2 | 98.2 | 98.2 | 98.2 | 98.2 | 98.2 | 98.2 | 98.2 | 98.2 | 98.2 | 98.2 | 98.2
SPINNING SPUR WIND TWO A |  | SSPURTWO_WIND_1 | WT | WIND-P | OPER | CONV | OLDHAM | PANHANDLE | 2014-06-19 | 160.95 | 161 | 161 | 161 | 161 | 161 | 161 | 161 | 161 | 161 | 161 | 161 | 161 | 161 | 161 | 161 | 161 | 161 | 161 | 161 | 161
SPINNING SPUR WIND TWO B |  | SSPURTWO_SS3WIND2 | WT | WIND-P | OPER | CONV | OLDHAM | PANHANDLE | 2015-10-13 | 98 | 98 | 98 | 98 | 98 | 98 | 98 | 98 | 98 | 98 | 98 | 98 | 98 | 98 | 98 | 98 | 98 | 98 | 98 | 98 | 98
SPINNING SPUR WIND TWO C |  | SSPURTWO_SS3WIND1 | WT | WIND-P | OPER | CONV | OLDHAM | PANHANDLE | 2015-10-13 | 96 | 96 | 96 | 96 | 96 | 96 | 96 | 96 | 96 | 96 | 96 | 96 | 96 | 96 | 96 | 96 | 96 | 96 | 96 | 96 | 96
STANTON WIND ENERGY |  | SWEC_G1 | WT | WIND-O | OPER | CONV | MARTIN | WEST | 2008-01-28 | 123.6 | 120 | 120 | 120 | 120 | 120 | 120 | 120 | 120 | 120 | 120 | 120 | 120 | 120 | 120 | 120 | 120 | 120 | 120 | 120 | 120
STELLA WIND |  | STELLA_UNIT1 | WT | WIND-C | OPER | CONV | KENEDY | COASTAL | 2018-12-19 | 201 | 201 | 201 | 201 | 201 | 201 | 201 | 201 | 201 | 201 | 201 | 201 | 201 | 201 | 201 | 201 | 201 | 201 | 201 | 201 | 201
STEPHENS RANCH WIND 1 |  | SRWE1_UNIT1 | WT | WIND-O | OPER | CONV | BORDEN | WEST | 2014-12-29 | 213.82 | 211.2 | 211.2 | 211.2 | 211.2 | 211.2 | 211.2 | 211.2 | 211.2 | 211.2 | 211.2 | 211.2 | 211.2 | 211.2 | 211.2 | 211.2 | 211.2 | 211.2 | 211.2 | 211.2 | 211.2
STEPHENS RANCH WIND 2 |  | SRWE1_SRWE2 | WT | WIND-O | OPER | CONV | BORDEN | WEST | 2015-05-21 | 166.52 | 164.7 | 164.7 | 164.7 | 164.7 | 164.7 | 164.7 | 164.7 | 164.7 | 164.7 | 164.7 | 164.7 | 164.7 | 164.7 | 164.7 | 164.7 | 164.7 | 164.7 | 164.7 | 164.7 | 164.7
SWEETWATER WIND 1 |  | SWEETWND_WND1 | WT | WIND-O | OPER | CONV | NOLAN | WEST | 2003-11-20 | 42.5 | 42.5 | 42.5 | 42.5 | 42.5 | 42.5 | 42.5 | 42.5 | 42.5 | 42.5 | 42.5 | 42.5 | 42.5 | 42.5 | 42.5 | 42.5 | 42.5 | 42.5 | 42.5 | 42.5 | 42.5
SWEETWATER WIND 2A |  | SWEETWN2_WND24 | WT | WIND-O | OPER | CONV | NOLAN | WEST | 2006-03-21 | 16.8 | 16.8 | 16.8 | 16.8 | 16.8 | 16.8 | 16.8 | 16.8 | 16.8 | 16.8 | 16.8 | 16.8 | 16.8 | 16.8 | 16.8 | 16.8 | 16.8 | 16.8 | 16.8 | 16.8 | 16.8
SWEETWATER WIND 2B |  | SWEETWN2_WND2 | WT | WIND-O | OPER | CONV | NOLAN | WEST | 2004-11-22 | 110.8 | 110.8 | 110.8 | 110.8 | 110.8 | 110.8 | 110.8 | 110.8 | 110.8 | 110.8 | 110.8 | 110.8 | 110.8 | 110.8 | 110.8 | 110.8 | 110.8 | 110.8 | 110.8 | 110.8 | 110.8
SWEETWATER WIND 3A |  | SWEETWN3_WND3A | WT | WIND-O | OPER | CONV | NOLAN | WEST | 2011-08-02 | 33.6 | 33.6 | 33.6 | 33.6 | 33.6 | 33.6 | 33.6 | 33.6 | 33.6 | 33.6 | 33.6 | 33.6 | 33.6 | 33.6 | 33.6 | 33.6 | 33.6 | 33.6 | 33.6 | 33.6 | 33.6
SWEETWATER WIND 3B |  | SWEETWN3_WND3B | WT | WIND-O | OPER | CONV | NOLAN | WEST | 2011-08-02 | 118.6 | 118.6 | 118.6 | 118.6 | 118.6 | 118.6 | 118.6 | 118.6 | 118.6 | 118.6 | 118.6 | 118.6 | 118.6 | 118.6 | 118.6 | 118.6 | 118.6 | 118.6 | 118.6 | 118.6 | 118.6
SWEETWATER WIND 4-4A |  | SWEETWN4_WND4A | WT | WIND-O | OPER | CONV | NOLAN | WEST | 2007-03-21 | 125 | 125 | 125 | 125 | 125 | 125 | 125 | 125 | 125 | 125 | 125 | 125 | 125 | 125 | 125 | 125 | 125 | 125 | 125 | 125 | 125
SWEETWATER WIND 4-4B |  | SWEETWN4_WND4B | WT | WIND-O | OPER | CONV | NOLAN | WEST | 2007-03-21 | 112 | 112 | 112 | 112 | 112 | 112 | 112 | 112 | 112 | 112 | 112 | 112 | 112 | 112 | 112 | 112 | 112 | 112 | 112 | 112 | 112
SWEETWATER WIND 4-5 |  | SWEETWN5_WND5 | WT | WIND-O | OPER | CONV | NOLAN | WEST | 2007-11-01 | 85 | 85 | 85 | 85 | 85 | 85 | 85 | 85 | 85 | 85 | 85 | 85 | 85 | 85 | 85 | 85 | 85 | 85 | 85 | 85 | 85
TAHOKA WIND 1 |  | TAHOKA_UNIT_1 | WT | WIND-O | OPER | CONV | LYNN | WEST | 2019-03-01 | 150 | 150 | 150 | 150 | 150 | 150 | 150 | 150 | 150 | 150 | 150 | 150 | 150 | 150 | 150 | 150 | 150 | 150 | 150 | 150 | 150
TAHOKA WIND 2 |  | TAHOKA_UNIT_2 | WT | WIND-O | OPER | CONV | LYNN | WEST | 2019-03-01 | 150 | 150 | 150 | 150 | 150 | 150 | 150 | 150 | 150 | 150 | 150 | 150 | 150 | 150 | 150 | 150 | 150 | 150 | 150 | 150 | 150
TEXAS BIG SPRING WIND A |  | SGMTN_SIGNALMT | WT | WIND-O | OPER | CONV | HOWARD | WEST | 1999-05-27 | 27.72 | 27.7 | 27.7 | 27.7 | 27.7 | 27.7 | 27.7 | 27.7 | 27.7 | 27.7 | 27.7 | 27.7 | 27.7 | 27.7 | 27.7 | 27.7 | 27.7 | 27.7 | 27.7 | 27.7 | 27.7
TG EAST WIND U1 |  | TRUSGILL_UNIT1 | WT | WIND-O | OPER | CONV | KNOX | WEST | 2022-12-08 | 42 | 42 | 42 | 42 | 42 | 42 | 42 | 42 | 42 | 42 | 42 | 42 | 42 | 42 | 42 | 42 | 42 | 42 | 42 | 42 | 42
TG EAST WIND U2 |  | TRUSGILL_UNIT2 | WT | WIND-O | OPER | CONV | KNOX | WEST | 2022-12-08 | 44.8 | 44.8 | 44.8 | 44.8 | 44.8 | 44.8 | 44.8 | 44.8 | 44.8 | 44.8 | 44.8 | 44.8 | 44.8 | 44.8 | 44.8 | 44.8 | 44.8 | 44.8 | 44.8 | 44.8 | 44.8
TG EAST WIND U3 |  | TRUSGILL_UNIT3 | WT | WIND-O | OPER | CONV | KNOX | WEST | 2022-12-08 | 42 | 42 | 42 | 42 | 42 | 42 | 42 | 42 | 42 | 42 | 42 | 42 | 42 | 42 | 42 | 42 | 42 | 42 | 42 | 42 | 42
TG EAST WIND U4 |  | TRUSGILL_UNIT4 | WT | WIND-O | OPER | CONV | KNOX | WEST | 2022-12-08 | 207.2 | 207.2 | 207.2 | 207.2 | 207.2 | 207.2 | 207.2 | 207.2 | 207.2 | 207.2 | 207.2 | 207.2 | 207.2 | 207.2 | 207.2 | 207.2 | 207.2 | 207.2 | 207.2 | 207.2 | 207.2
TORRECILLAS WIND 1 |  | TORR_UNIT1_25 | WT | WIND-O | OPER | CONV | WEBB | SOUTH | 2019-11-07 | 149 | 149 | 149 | 149 | 149 | 149 | 149 | 149 | 149 | 149 | 149 | 149 | 149 | 149 | 149 | 149 | 149 | 149 | 149 | 149 | 149
TORRECILLAS WIND 2 |  | TORR_UNIT2_23 | WT | WIND-O | OPER | CONV | WEBB | SOUTH | 2019-11-07 | 23 | 23 | 23 | 23 | 23 | 23 | 23 | 23 | 23 | 23 | 23 | 23 | 23 | 23 | 23 | 23 | 23 | 23 | 23 | 23 | 23
TORRECILLAS WIND 3 |  | TORR_UNIT2_25 | WT | WIND-O | OPER | CONV | WEBB | SOUTH | 2019-11-07 | 127.98 | 128 | 128 | 128 | 128 | 128 | 128 | 128 | 128 | 128 | 128 | 128 | 128 | 128 | 128 | 128 | 128 | 128 | 128 | 128 | 128
TRENT WIND 1 A |  | TRENT_TRENT | WT | WIND-O | OPER | CONV | NOLAN | WEST | 2001-07-09 | 38.3 | 38.3 | 38.3 | 38.3 | 38.3 | 38.3 | 38.3 | 38.3 | 38.3 | 38.3 | 38.3 | 38.3 | 38.3 | 38.3 | 38.3 | 38.3 | 38.3 | 38.3 | 38.3 | 38.3 | 38.3
TRENT WIND 1 B |  | TRENT_UNIT_1B | WT | WIND-O | OPER | CONV | NOLAN | WEST | 2018-08-01 | 15.6 | 15.6 | 15.6 | 15.6 | 15.6 | 15.6 | 15.6 | 15.6 | 15.6 | 15.6 | 15.6 | 15.6 | 15.6 | 15.6 | 15.6 | 15.6 | 15.6 | 15.6 | 15.6 | 15.6 | 15.6
TRENT WIND 2 |  | TRENT_UNIT_2 | WT | WIND-O | OPER | CONV | NOLAN | WEST | 2018-08-01 | 50.5 | 50.5 | 50.5 | 50.5 | 50.5 | 50.5 | 50.5 | 50.5 | 50.5 | 50.5 | 50.5 | 50.5 | 50.5 | 50.5 | 50.5 | 50.5 | 50.5 | 50.5 | 50.5 | 50.5 | 50.5
TRENT WIND 3 A |  | TRENT_UNIT_3A | WT | WIND-O | OPER | CONV | NOLAN | WEST | 2018-08-01 | 38.3 | 38.3 | 38.3 | 38.3 | 38.3 | 38.3 | 38.3 | 38.3 | 38.3 | 38.3 | 38.3 | 38.3 | 38.3 | 38.3 | 38.3 | 38.3 | 38.3 | 38.3 | 38.3 | 38.3 | 38.3
TRENT WIND 3 B |  | TRENT_UNIT_3B | WT | WIND-O | OPER | CONV | NOLAN | WEST | 2018-08-01 | 13.8 | 13.8 | 13.8 | 13.8 | 13.8 | 13.8 | 13.8 | 13.8 | 13.8 | 13.8 | 13.8 | 13.8 | 13.8 | 13.8 | 13.8 | 13.8 | 13.8 | 13.8 | 13.8 | 13.8 | 13.8
TRINITY HILLS WIND 1 |  | TRINITY_TH1_BUS1 | WT | WIND-O | OPER | CONV | ARCHER | WEST | 2012-02-03 | 103.4 | 103.4 | 103.4 | 103.4 | 103.4 | 103.4 | 103.4 | 103.4 | 103.4 | 103.4 | 103.4 | 103.4 | 103.4 | 103.4 | 103.4 | 103.4 | 103.4 | 103.4 | 103.4 | 103.4 | 103.4
TRINITY HILLS WIND 2 |  | TRINITY_TH1_BUS2 | WT | WIND-O | OPER | CONV | ARCHER | WEST | 2012-02-03 | 94.6 | 94.6 | 94.6 | 94.6 | 94.6 | 94.6 | 94.6 | 94.6 | 94.6 | 94.6 | 94.6 | 94.6 | 94.6 | 94.6 | 94.6 | 94.6 | 94.6 | 94.6 | 94.6 | 94.6 | 94.6
TSTC WEST TEXAS WIND |  | ROSC2_1UNIT | WT | WIND-O | OPER | CONV-SODG | NOLAN | WEST | 2008-01-01 | 2 | 2 | 2 | 2 | 2 | 2 | 2 | 2 | 2 | 2 | 2 | 2 | 2 | 2 | 2 | 2 | 2 | 2 | 2 | 2 | 2
TURKEY TRACK WIND |  | TTWEC_G1 | WT | WIND-O | OPER | CONV | NOLAN | WEST | 2008-11-06 | 174.6 | 169.5 | 169.5 | 169.5 | 169.5 | 169.5 | 169.5 | 169.5 | 169.5 | 169.5 | 169.5 | 169.5 | 169.5 | 169.5 | 169.5 | 169.5 | 169.5 | 169.5 | 169.5 | 169.5 | 169.5
TYLER BLUFF WIND |  | TYLRWIND_UNIT1 | WT | WIND-O | OPER | CONV | COOKE | NORTH | 2016-10-18 | 125.6 | 125.6 | 125.6 | 125.6 | 125.6 | 125.6 | 125.6 | 125.6 | 125.6 | 125.6 | 125.6 | 125.6 | 125.6 | 125.6 | 125.6 | 125.6 | 125.6 | 125.6 | 125.6 | 125.6 | 125.6
VENADO WIND U1 |  | VENADO_UNIT1 | WT | WIND-O | OPER | CONV | ZAPATA | SOUTH | 2021-12-06 | 105 | 105 | 105 | 105 | 105 | 105 | 105 | 105 | 105 | 105 | 105 | 105 | 105 | 105 | 105 | 105 | 105 | 105 | 105 | 105 | 105
VENADO WIND U2 |  | VENADO_UNIT2 | WT | WIND-O | OPER | CONV | ZAPATA | SOUTH | 2021-12-06 | 96.6 | 96.6 | 96.6 | 96.6 | 96.6 | 96.6 | 96.6 | 96.6 | 96.6 | 96.6 | 96.6 | 96.6 | 96.6 | 96.6 | 96.6 | 96.6 | 96.6 | 96.6 | 96.6 | 96.6 | 96.6
VERA WIND 1 |  | VERAWIND_UNIT1 | WT | WIND-O | OPER | CONV | KNOX | WEST | 2021-05-26 | 12 | 12 | 12 | 12 | 12 | 12 | 12 | 12 | 12 | 12 | 12 | 12 | 12 | 12 | 12 | 12 | 12 | 12 | 12 | 12 | 12
VERA WIND 2 |  | VERAWIND_UNIT2 | WT | WIND-O | OPER | CONV | KNOX | WEST | 2021-05-26 | 7.2 | 7.2 | 7.2 | 7.2 | 7.2 | 7.2 | 7.2 | 7.2 | 7.2 | 7.2 | 7.2 | 7.2 | 7.2 | 7.2 | 7.2 | 7.2 | 7.2 | 7.2 | 7.2 | 7.2 | 7.2
VERA WIND 3 |  | VERAWIND_UNIT3 | WT | WIND-O | OPER | CONV | KNOX | WEST | 2021-05-26 | 100.8 | 100.8 | 100.8 | 100.8 | 100.8 | 100.8 | 100.8 | 100.8 | 100.8 | 100.8 | 100.8 | 100.8 | 100.8 | 100.8 | 100.8 | 100.8 | 100.8 | 100.8 | 100.8 | 100.8 | 100.8
VERA WIND 4 |  | VERAWIND_UNIT4 | WT | WIND-O | OPER | CONV | KNOX | WEST | 2021-05-26 | 22 | 22 | 22 | 22 | 22 | 22 | 22 | 22 | 22 | 22 | 22 | 22 | 22 | 22 | 22 | 22 | 22 | 22 | 22 | 22 | 22
VERA WIND 5 |  | VERAWIND_UNIT5 | WT | WIND-O | OPER | CONV | KNOX | WEST | 2021-05-26 | 100.8 | 100.8 | 100.8 | 100.8 | 100.8 | 100.8 | 100.8 | 100.8 | 100.8 | 100.8 | 100.8 | 100.8 | 100.8 | 100.8 | 100.8 | 100.8 | 100.8 | 100.8 | 100.8 | 100.8 | 100.8
VERTIGO WIND (FORMERLY GREEN PASTURES WIND 2) |  | VERTIGO_WIND_I | WT | WIND-O | OPER | CONV | BAYLOR | WEST | 2015-01-26 | 150 | 150 | 150 | 150 | 150 | 150 | 150 | 150 | 150 | 150 | 150 | 150 | 150 | 150 | 150 | 150 | 150 | 150 | 150 | 150 | 150
VORTEX WIND U1 |  | VORTEX_WIND1 | WT | WIND-O | OPER | CONV | THROCKMORTON | WEST | 2024-04-15 | 153.6 | 153.6 | 153.6 | 153.6 | 153.6 | 153.6 | 153.6 | 153.6 | 153.6 | 153.6 | 153.6 | 153.6 | 153.6 | 153.6 | 153.6 | 153.6 | 153.6 | 153.6 | 153.6 | 153.6 | 153.6
VORTEX WIND U2 |  | VORTEX_WIND2 | WT | WIND-O | OPER | CONV | THROCKMORTON | WEST | 2024-04-15 | 24.2 | 24.2 | 24.2 | 24.2 | 24.2 | 24.2 | 24.2 | 24.2 | 24.2 | 24.2 | 24.2 | 24.2 | 24.2 | 24.2 | 24.2 | 24.2 | 24.2 | 24.2 | 24.2 | 24.2 | 24.2
VORTEX WIND U3 |  | VORTEX_WIND3 | WT | WIND-O | OPER | CONV | THROCKMORTON | WEST | 2024-04-15 | 158.4 | 158.4 | 158.4 | 158.4 | 158.4 | 158.4 | 158.4 | 158.4 | 158.4 | 158.4 | 158.4 | 158.4 | 158.4 | 158.4 | 158.4 | 158.4 | 158.4 | 158.4 | 158.4 | 158.4 | 158.4
VORTEX WIND U4 |  | VORTEX_WIND4 | WT | WIND-O | OPER | CONV | THROCKMORTON | WEST | 2022-04-13 | 14 | 14 | 14 | 14 | 14 | 14 | 14 | 14 | 14 | 14 | 14 | 14 | 14 | 14 | 14 | 14 | 14 | 14 | 14 | 14 | 14
WAKE WIND 1 |  | WAKEWE_G1 | WT | WIND-P | OPER | CONV | DICKENS | PANHANDLE | 2016-10-28 | 114.91 | 114.9 | 114.9 | 114.9 | 114.9 | 114.9 | 114.9 | 114.9 | 114.9 | 114.9 | 114.9 | 114.9 | 114.9 | 114.9 | 114.9 | 114.9 | 114.9 | 114.9 | 114.9 | 114.9 | 114.9
WAKE WIND 2 |  | WAKEWE_G2 | WT | WIND-P | OPER | CONV | DICKENS | PANHANDLE | 2016-10-28 | 142.35 | 142.3 | 142.3 | 142.3 | 142.3 | 142.3 | 142.3 | 142.3 | 142.3 | 142.3 | 142.3 | 142.3 | 142.3 | 142.3 | 142.3 | 142.3 | 142.3 | 142.3 | 142.3 | 142.3 | 142.3
WEST RAYMOND (EL TRUENO) WIND U1 |  | TRUENO_UNIT1 | WT | WIND-C | OPER | CONV | WILLACY | COASTAL | 2021-10-26 | 116.6 | 116.6 | 116.6 | 116.6 | 116.6 | 116.6 | 116.6 | 116.6 | 116.6 | 116.6 | 116.6 | 116.6 | 116.6 | 116.6 | 116.6 | 116.6 | 116.6 | 116.6 | 116.6 | 116.6 | 116.6
WEST RAYMOND (EL TRUENO) WIND U2 |  | TRUENO_UNIT2 | WT | WIND-C | OPER | CONV | WILLACY | COASTAL | 2021-10-26 | 123.2 | 123.2 | 123.2 | 123.2 | 123.2 | 123.2 | 123.2 | 123.2 | 123.2 | 123.2 | 123.2 | 123.2 | 123.2 | 123.2 | 123.2 | 123.2 | 123.2 | 123.2 | 123.2 | 123.2 | 123.2
WESTERN TRAIL WIND (AJAX WIND) U1 |  | AJAXWIND_UNIT1 | WT | WIND-O | OPER | CONV | WILBARGER | WEST | 2022-01-26 | 225.6 | 225.6 | 225.6 | 225.6 | 225.6 | 225.6 | 225.6 | 225.6 | 225.6 | 225.6 | 225.6 | 225.6 | 225.6 | 225.6 | 225.6 | 225.6 | 225.6 | 225.6 | 225.6 | 225.6 | 225.6
WESTERN TRAIL WIND (AJAX WIND) U2 |  | AJAXWIND_UNIT2 | WT | WIND-O | OPER | CONV | WILBARGER | WEST | 2022-01-26 | 141 | 141 | 141 | 141 | 141 | 141 | 141 | 141 | 141 | 141 | 141 | 141 | 141 | 141 | 141 | 141 | 141 | 141 | 141 | 141 | 141
WHIRLWIND ENERGY |  | WEC_WECG1 | WT | WIND-P | OPER | CONV | FLOYD | PANHANDLE | 2007-11-09 | 59.8 | 57 | 57 | 57 | 57 | 57 | 57 | 57 | 57 | 57 | 57 | 57 | 57 | 57 | 57 | 57 | 57 | 57 | 57 | 57 | 57
WHITETAIL WIND |  | EXGNWTL_WIND_1 | WT | WIND-O | OPER | CONV | WEBB | SOUTH | 2012-12-20 | 92.34 | 92.3 | 92.3 | 92.3 | 92.3 | 92.3 | 92.3 | 92.3 | 92.3 | 92.3 | 92.3 | 92.3 | 92.3 | 92.3 | 92.3 | 92.3 | 92.3 | 92.3 | 92.3 | 92.3 | 92.3
WHITE MESA WIND U1 |  | WHMESA_UNIT1 | WT | WIND-O | OPER | CONV | CROCKETT | WEST | 2022-09-01 | 152.3 | 152.3 | 152.3 | 152.3 | 152.3 | 152.3 | 152.3 | 152.3 | 152.3 | 152.3 | 152.3 | 152.3 | 152.3 | 152.3 | 152.3 | 152.3 | 152.3 | 152.3 | 152.3 | 152.3 | 152.3
WHITE MESA 2 WIND U1 |  | WHMESA_UNIT2_23 | WT | WIND-O | OPER | CONV | CROCKETT | WEST | 2022-09-13 | 13.92 | 13.9 | 13.9 | 13.9 | 13.9 | 13.9 | 13.9 | 13.9 | 13.9 | 13.9 | 13.9 | 13.9 | 13.9 | 13.9 | 13.9 | 13.9 | 13.9 | 13.9 | 13.9 | 13.9 | 13.9
WHITE MESA 2 WIND U2 |  | WHMESA_UNIT2_28 | WT | WIND-O | OPER | CONV | CROCKETT | WEST | 2022-09-13 | 183.3 | 183.3 | 183.3 | 183.3 | 183.3 | 183.3 | 183.3 | 183.3 | 183.3 | 183.3 | 183.3 | 183.3 | 183.3 | 183.3 | 183.3 | 183.3 | 183.3 | 183.3 | 183.3 | 183.3 | 183.3
WHITE MESA 2 WIND U3 |  | WHMESA_UNIT3_23 | WT | WIND-O | OPER | CONV | CROCKETT | WEST | 2022-09-13 | 18.6 | 18.6 | 18.6 | 18.6 | 18.6 | 18.6 | 18.6 | 18.6 | 18.6 | 18.6 | 18.6 | 18.6 | 18.6 | 18.6 | 18.6 | 18.6 | 18.6 | 18.6 | 18.6 | 18.6 | 18.6
WHITE MESA 2 WIND U4 |  | WHMESA_UNIT3_28 | WT | WIND-O | OPER | CONV | CROCKETT | WEST | 2022-09-13 | 132.54 | 132.5 | 132.5 | 132.5 | 132.5 | 132.5 | 132.5 | 132.5 | 132.5 | 132.5 | 132.5 | 132.5 | 132.5 | 132.5 | 132.5 | 132.5 | 132.5 | 132.5 | 132.5 | 132.5 | 132.5
WILLOW SPRINGS WIND A |  | SALVTION_UNIT1 | WT | WIND-O | OPER | CONV | HASKELL | WEST | 2017-12-29 | 125 | 125 | 125 | 125 | 125 | 125 | 125 | 125 | 125 | 125 | 125 | 125 | 125 | 125 | 125 | 125 | 125 | 125 | 125 | 125 | 125
WILLOW SPRINGS WIND B |  | SALVTION_UNIT2 | WT | WIND-O | OPER | CONV | HASKELL | WEST | 2017-12-29 | 125 | 125 | 125 | 125 | 125 | 125 | 125 | 125 | 125 | 125 | 125 | 125 | 125 | 125 | 125 | 125 | 125 | 125 | 125 | 125 | 125
WILSON RANCH (INFINITY LIVE OAK WIND) |  | WL_RANCH_UNIT1 | WT | WIND-O | OPER | CONV | SCHLEICHER | WEST | 2020-04-17 | 199.5 | 199.5 | 199.5 | 199.5 | 199.5 | 199.5 | 199.5 | 199.5 | 199.5 | 199.5 | 199.5 | 199.5 | 199.5 | 199.5 | 199.5 | 199.5 | 199.5 | 199.5 | 199.5 | 199.5 | 199.5
WINDTHORST 2 WIND |  | WNDTHST2_UNIT1 | WT | WIND-O | OPER | CONV | ARCHER | WEST | 2014-12-11 | 67.62 | 67.6 | 67.6 | 67.6 | 67.6 | 67.6 | 67.6 | 67.6 | 67.6 | 67.6 | 67.6 | 67.6 | 67.6 | 67.6 | 67.6 | 67.6 | 67.6 | 67.6 | 67.6 | 67.6 | 67.6
WKN MOZART WIND |  | MOZART_WIND_1 | WT | WIND-O | OPER | CONV | KENT | WEST | 2012-12-20 | 30 | 30 | 30 | 30 | 30 | 30 | 30 | 30 | 30 | 30 | 30 | 30 | 30 | 30 | 30 | 30 | 30 | 30 | 30 | 30 | 30
WOLF RIDGE WIND |  | WHTTAIL_WR1 | WT | WIND-O | OPER | CONV | COOKE | NORTH | 2025-09-03 | 121.5 | 121.5 | 121.5 | 121.5 | 121.5 | 121.5 | 121.5 | 121.5 | 121.5 | 121.5 | 121.5 | 121.5 | 121.5 | 121.5 | 121.5 | 121.5 | 121.5 | 121.5 | 121.5 | 121.5 | 121.5
YOUNG WIND U1 |  | YNG_WND_UNIT1 | WT | WIND-O | OPER | CONV | YOUNG | WEST | 2025-05-14 | 193 | 193 | 193 | 193 | 193 | 193 | 193 | 193 | 193 | 193 | 193 | 193 | 193 | 193 | 193 | 193 | 193 | 193 | 193 | 193 | 193
YOUNG WIND U2 |  | YNG_WND_UNIT2 | WT | WIND-O | OPER | CONV | YOUNG | WEST | 2025-05-14 | 148.9 | 148.9 | 148.9 | 148.9 | 148.9 | 148.9 | 148.9 | 148.9 | 148.9 | 148.9 | 148.9 | 148.9 | 148.9 | 148.9 | 148.9 | 148.9 | 148.9 | 148.9 | 148.9 | 148.9 | 148.9
YOUNG WIND U3 |  | YNG_WND_UNIT3 | WT | WIND-O | OPER | CONV | YOUNG | WEST | 2025-05-14 | 146.1 | 146.1 | 146.1 | 146.1 | 146.1 | 146.1 | 146.1 | 146.1 | 146.1 | 146.1 | 146.1 | 146.1 | 146.1 | 146.1 | 146.1 | 146.1 | 146.1 | 146.1 | 146.1 | 146.1 | 146.1
ANCHOR WIND U1 | 21INR0546 | ANCHOR_WIND1 | WT | WIND-O | OPER-SYN | CONV | CALLAHAN | WEST | 2025-12-29 | 16 | 16 | 16 | 16 | 16 | 16 | 16 | 16 | 16 | 16 | 16 | 16 | 16 | 16 | 16 | 16 | 16 | 16 | 16 | 16 | 16
BAIRD NORTH WIND U1 | 20INR0083 | BAIRDWND_UNIT1 | WT | WIND-O | OPER-SYN | CONV | CALLAHAN | WEST | 2026-12-31 | 195 | 195 | 195 | 195 | 195 | 195 | 195 | 195 | 195 | 195 | 195 | 195 | 195 | 195 | 195 | 195 | 195 | 195 | 195 | 195 | 195
BAIRD NORTH WIND U2 | 20INR0083 | BAIRDWND_UNIT2 | WT | WIND-O | OPER-SYN | CONV | CALLAHAN | WEST | 2026-12-31 | 145 | 145 | 145 | 145 | 145 | 145 | 145 | 145 | 145 | 145 | 145 | 145 | 145 | 145 | 145 | 145 | 145 | 145 | 145 | 145 | 145
BIG SAMPSON WIND U1 | 16INR0104 | BIGSAMWD_UNIT1 | WT | WIND-O | OPER-SYN | CONV | CROCKETT | WEST | 2026-03-31 | 132.9 | 132.5 | 132.5 | 132.5 | 132.5 | 132.5 | 132.5 | 132.5 | 132.5 | 132.5 | 132.5 | 132.5 | 132.5 | 132.5 | 132.5 | 132.5 | 132.5 | 132.5 | 132.5 | 132.5 | 132.5
BIG SAMPSON WIND U2 | 16INR0104 | BIGSAMWD_UNIT2 | WT | WIND-O | OPER-SYN | CONV | CROCKETT | WEST | 2026-03-31 | 132.5 | 132.5 | 132.5 | 132.5 | 132.5 | 132.5 | 132.5 | 132.5 | 132.5 | 132.5 | 132.5 | 132.5 | 132.5 | 132.5 | 132.5 | 132.5 | 132.5 | 132.5 | 132.5 | 132.5 | 132.5
BOARD CREEK WP U1 | 21INR0324 | BOARDCRK_UNIT1 | WT | WIND-O | OPER-SYN | CONV | NAVARRO | NORTH | 2026-07-01 | 108.8 | 108.8 | 108.8 | 108.8 | 108.8 | 108.8 | 108.8 | 108.8 | 108.8 | 108.8 | 108.8 | 108.8 | 108.8 | 108.8 | 108.8 | 108.8 | 108.8 | 108.8 | 108.8 | 108.8 | 108.8
BOARD CREEK WP U2 | 21INR0324 | BOARDCRK_UNIT2 | WT | WIND-O | OPER-SYN | CONV | NAVARRO | NORTH | 2026-07-01 | 190.4 | 190.4 | 190.4 | 190.4 | 190.4 | 190.4 | 190.4 | 190.4 | 190.4 | 190.4 | 190.4 | 190.4 | 190.4 | 190.4 | 190.4 | 190.4 | 190.4 | 190.4 | 190.4 | 190.4 | 190.4
COYOTE WIND U1 | 17INR0027b | COYOTE_W_UNIT1 | WT | WIND-O | OPER-SYN | CONV | SCURRY | WEST | 2025-12-01 | 90 | 90 | 90 | 90 | 90 | 90 | 90 | 90 | 90 | 90 | 90 | 90 | 90 | 90 | 90 | 90 | 90 | 90 | 90 | 90 | 90
COYOTE WIND U2 | 17INR0027b | COYOTE_W_UNIT2 | WT | WIND-O | OPER-SYN | CONV | SCURRY | WEST | 2025-12-01 | 26.6 | 26.6 | 26.6 | 26.6 | 26.6 | 26.6 | 26.6 | 26.6 | 26.6 | 26.6 | 26.6 | 26.6 | 26.6 | 26.6 | 26.6 | 26.6 | 26.6 | 26.6 | 26.6 | 26.6 | 26.6
COYOTE WIND U3 | 17INR0027b | COYOTE_W_UNIT3 | WT | WIND-O | OPER-SYN | CONV | SCURRY | WEST | 2025-12-01 | 126 | 126 | 126 | 126 | 126 | 126 | 126 | 126 | 126 | 126 | 126 | 126 | 126 | 126 | 126 | 126 | 126 | 126 | 126 | 126 | 126
EL SUAZ RANCH U1 | 20INR0097 | ELSAUZ_UNIT1 | WT | WIND-C | OPER-SYN | CONV | WILLACY | COASTAL | 2026-04-30 | 153 | 153 | 153 | 153 | 153 | 153 | 153 | 153 | 153 | 153 | 153 | 153 | 153 | 153 | 153 | 153 | 153 | 153 | 153 | 153 | 153
EL SUAZ RANCH U2 | 20INR0097 | ELSAUZ_UNIT2 | WT | WIND-C | OPER-SYN | CONV | WILLACY | COASTAL | 2026-04-30 | 148.5 | 148.5 | 148.5 | 148.5 | 148.5 | 148.5 | 148.5 | 148.5 | 148.5 | 148.5 | 148.5 | 148.5 | 148.5 | 148.5 | 148.5 | 148.5 | 148.5 | 148.5 | 148.5 | 148.5 | 148.5
FOXTROT WIND U1 | 20INR0129 | FOXTROT_UNIT1 | WT | WIND-O | OPER-SYN | CONV | BEE | SOUTH | 2026-05-04 | 130.2 | 111.9 | 111.9 | 111.9 | 111.9 | 111.9 | 130.2 | 130.2 | 130.2 | 130.2 | 130.2 | 130.2 | 130.2 | 130.2 | 130.2 | 130.2 | 130.2 | 130.2 | 130.2 | 130.2 | 130.2
FOXTROT WIND U2 | 20INR0129 | FOXTROT_UNIT2 | WT | WIND-O | OPER-SYN | CONV | BEE | SOUTH | 2026-05-04 | 84 | 72.2 | 72.2 | 72.2 | 72.2 | 72.2 | 84 | 84 | 84 | 84 | 84 | 84 | 84 | 84 | 84 | 84 | 84 | 84 | 84 | 84 | 84
FOXTROT WIND U3 | 20INR0129 | FOXTROT_UNIT3 | WT | WIND-O | OPER-SYN | CONV | BEE | SOUTH | 2026-05-04 | 54 | 48 | 48 | 48 | 48 | 48 | 54 | 54 | 54 | 54 | 54 | 54 | 54 | 54 | 54 | 54 | 54 | 54 | 54 | 54 | 54
HARALD (BEARKAT WIND B) | 15INR0064b | HARALD_UNIT1 | WT | WIND-O | OPER-SYN | CONV | GLASSCOCK | WEST | 2026-04-30 | 162.1 | 162.1 | 162.1 | 162.1 | 162.1 | 162.1 | 162.1 | 162.1 | 162.1 | 162.1 | 162.1 | 162.1 | 162.1 | 162.1 | 162.1 | 162.1 | 162.1 | 162.1 | 162.1 | 162.1 | 162.1
LA CASA WIND U1 | 21INR0240 | LACASAWD_UNIT1 | WT | WIND-O | OPER-SYN | CONV | STEPHENS | NORTH | 2026-05-15 | 12.41 | 12.4 | 12.4 | 12.4 | 12.4 | 12.4 | 12.4 | 12.4 | 12.4 | 12.4 | 12.4 | 12.4 | 12.4 | 12.4 | 12.4 | 12.4 | 12.4 | 12.4 | 12.4 | 12.4 | 12.4
LA CASA WIND U2 | 21INR0240 | LACASAWD_UNIT2 | WT | WIND-O | OPER-SYN | CONV | STEPHENS | NORTH | 2026-05-15 | 133.31 | 131.5 | 131.5 | 131.5 | 131.5 | 131.5 | 131.5 | 131.5 | 131.5 | 131.5 | 131.5 | 131.5 | 131.5 | 131.5 | 131.5 | 131.5 | 131.5 | 131.5 | 131.5 | 131.5 | 131.5
LA CASA WIND U3 | 21INR0240 | LACASAWD_UNIT3 | WT | WIND-O | OPER-SYN | CONV | STEPHENS | NORTH | 2026-05-15 | 2.7 | 2.7 | 2.7 | 2.7 | 2.7 | 2.7 | 2.7 | 2.7 | 2.7 | 2.7 | 2.7 | 2.7 | 2.7 | 2.7 | 2.7 | 2.7 | 2.7 | 2.7 | 2.7 | 2.7 | 2.7
MAGNET WING U1 (LANE CITY WIND) | 22INR0517 | MAG_UNIT1 | WT | WIND-C | OPER-SYN | CONV | MATAGORDA | COASTAL | 2025-12-30 | 97.5 | 96.5 | 96.5 | 96.5 | 96.5 | 96.5 | 96.5 | 96.5 | 96.5 | 96.5 | 96.5 | 96.5 | 96.5 | 96.5 | 96.5 | 96.5 | 96.5 | 96.5 | 96.5 | 96.5 | 96.5
MAGNET WING U2 (LANE CITY WIND) | 22INR0517 | MAG_UNIT2 | WT | WIND-C | OPER-SYN | CONV | MATAGORDA | COASTAL | 2025-12-30 | 102 | 100.8 | 100.8 | 100.8 | 100.8 | 100.8 | 100.8 | 100.8 | 100.8 | 100.8 | 100.8 | 100.8 | 100.8 | 100.8 | 100.8 | 100.8 | 100.8 | 100.8 | 100.8 | 100.8 | 100.8
MARYNEAL WINDPOWER | 18INR0031 | MARYNEAL_UNIT1 | WT | WIND-O | OPER-SYN | CONV | NOLAN | WEST | 2025-07-31 | 182.4 | 182.4 | 182.4 | 182.4 | 182.4 | 182.4 | 182.4 | 182.4 | 182.4 | 182.4 | 182.4 | 182.4 | 182.4 | 182.4 | 182.4 | 182.4 | 182.4 | 182.4 | 182.4 | 182.4 | 182.4
MESTENO WIND | 16INR0081 | MESTENO_UNIT_1 | WT | WIND-O | OPER-SYN | CONV | STARR | SOUTH | 2025-06-30 | 201.6 | 201.6 | 201.6 | 201.6 | 201.6 | 201.6 | 201.6 | 201.6 | 201.6 | 201.6 | 201.6 | 201.6 | 201.6 | 201.6 | 201.6 | 201.6 | 201.6 | 201.6 | 201.6 | 201.6 | 201.6
MONTE CRISTO 1 WIND | 19INR0054 | MONTECR1_WIND1 | WT | WIND-O | OPER-SYN | CONV | HIDALGO | SOUTH | 2026-02-27 | 234.5 | 234.5 | 234.5 | 234.5 | 234.5 | 234.5 | 234.5 | 234.5 | 234.5 | 234.5 | 234.5 | 234.5 | 234.5 | 234.5 | 234.5 | 234.5 | 234.5 | 234.5 | 234.5 | 234.5 | 234.5
PEYTON CREEK WIND II | 20INR0155 | PCT_UNIT1 | WT | WIND-C | OPER-SYN | CONV | MATAGORDA | COASTAL | 2026-02-28 | 236 | 234.1 | 234.1 | 234.1 | 234.1 | 234.1 | 234.1 | 234.1 | 234.1 | 234.1 | 234.1 | 234.1 | 234.1 | 234.1 | 234.1 | 234.1 | 234.1 | 234.1 | 234.1 | 234.1 | 234.1
PRAIRIE HILL WIND U1 | 19INR0100 | PHILLWND_UNIT1 | WT | WIND-O | OPER-SYN | CONV | LIMESTONE | NORTH | 2027-09-30 | 153 | 153 | 153 | 153 | 153 | 153 | 153 | 153 | 153 | 153 | 153 | 153 | 153 | 153 | 153 | 153 | 153 | 153 | 153 | 153 | 153
PRAIRIE HILL WIND U2 | 19INR0100 | PHILLWND_UNIT2 | WT | WIND-O | OPER-SYN | CONV | LIMESTONE | NORTH | 2027-09-30 | 147 | 147 | 147 | 147 | 147 | 147 | 147 | 147 | 147 | 147 | 147 | 147 | 147 | 147 | 147 | 147 | 147 | 147 | 147 | 147 | 147
PRIDDY WIND U1 | 16INR0085 | PRIDDY_UNIT1 | WT | WIND-O | OPER-SYN | CONV | MILLS | NORTH | 2026-12-31 | 187.2 | 187.2 | 187.2 | 187.2 | 187.2 | 187.2 | 187.2 | 187.2 | 187.2 | 187.2 | 187.2 | 187.2 | 187.2 | 187.2 | 187.2 | 187.2 | 187.2 | 187.2 | 187.2 | 187.2 | 187.2
PRIDDY WIND U2 | 16INR0085 | PRIDDY_UNIT2 | WT | WIND-O | OPER-SYN | CONV | MILLS | NORTH | 2026-12-31 | 115.2 | 115.2 | 115.2 | 115.2 | 115.2 | 115.2 | 115.2 | 115.2 | 115.2 | 115.2 | 115.2 | 115.2 | 115.2 | 115.2 | 115.2 | 115.2 | 115.2 | 115.2 | 115.2 | 115.2 | 115.2
WHITEHORSE WIND U1 | 19INR0080 | WH_WIND_UNIT1 | WT | WIND-O | OPER-SYN | CONV | FISHER | WEST | 2026-12-31 | 209.4 | 209.4 | 209.4 | 209.4 | 209.4 | 209.4 | 209.4 | 209.4 | 209.4 | 209.4 | 209.4 | 209.4 | 209.4 | 209.4 | 209.4 | 209.4 | 209.4 | 209.4 | 209.4 | 209.4 | 209.4
WHITEHORSE WIND U2 | 19INR0080 | WH_WIND_UNIT2 | WT | WIND-O | OPER-SYN | CONV | FISHER | WEST | 2026-12-31 | 209.5 | 209.5 | 209.5 | 209.5 | 209.5 | 209.5 | 209.5 | 209.5 | 209.5 | 209.5 | 209.5 | 209.5 | 209.5 | 209.5 | 209.5 | 209.5 | 209.5 | 209.5 | 209.5 | 209.5 | 209.5
WILDWIND U1 | 20INR0033 | WILDWIND_UNIT1 | WT | WIND-O | OPER-SYN | CONV | COOKE | NORTH | 2026-04-15 | 18.4 | 18.4 | 18.4 | 18.4 | 18.4 | 18.4 | 18.4 | 18.4 | 18.4 | 18.4 | 18.4 | 18.4 | 18.4 | 18.4 | 18.4 | 18.4 | 18.4 | 18.4 | 18.4 | 18.4 | 18.4
WILDWIND U2 | 20INR0033 | WILDWIND_UNIT2 | WT | WIND-O | OPER-SYN | CONV | COOKE | NORTH | 2026-04-15 | 48 | 48 | 48 | 48 | 48 | 48 | 48 | 48 | 48 | 48 | 48 | 48 | 48 | 48 | 48 | 48 | 48 | 48 | 48 | 48 | 48
WILDWIND U3 | 20INR0033 | WILDWIND_UNIT3 | WT | WIND-O | OPER-SYN | CONV | COOKE | NORTH | 2026-04-15 | 6.3 | 6.3 | 6.3 | 6.3 | 6.3 | 6.3 | 6.3 | 6.3 | 6.3 | 6.3 | 6.3 | 6.3 | 6.3 | 6.3 | 6.3 | 6.3 | 6.3 | 6.3 | 6.3 | 6.3 | 6.3
WILDWIND U4 | 20INR0033 | WILDWIND_UNIT4 | WT | WIND-O | OPER-SYN | CONV | COOKE | NORTH | 2026-04-15 | 54.6 | 54.6 | 54.6 | 54.6 | 54.6 | 54.6 | 54.6 | 54.6 | 54.6 | 54.6 | 54.6 | 54.6 | 54.6 | 54.6 | 54.6 | 54.6 | 54.6 | 54.6 | 54.6 | 54.6 | 54.6
WILDWIND U5 | 20INR0033 | WILDWIND_UNIT5 | WT | WIND-O | OPER-SYN | CONV | COOKE | NORTH | 2026-04-15 | 52.8 | 52.8 | 52.8 | 52.8 | 52.8 | 52.8 | 52.8 | 52.8 | 52.8 | 52.8 | 52.8 | 52.8 | 52.8 | 52.8 | 52.8 | 52.8 | 52.8 | 52.8 | 52.8 | 52.8 | 52.8
7V SOLAR |  | 7RNCHSLR_UNIT1 | PV | SOLAR-O | OPER | CONV | FAYETTE | SOUTH | 2025-01-30 | 139.5 | 139.2 | 139.2 | 139.2 | 139.2 | 139.2 | 139.2 | 139.2 | 139.2 | 139.2 | 139.2 | 139.2 | 139.2 | 139.2 | 139.2 | 139.2 | 139.2 | 139.2 | 139.2 | 139.2 | 139.2
7V SOLAR U2 |  | 7RNCHSLR_UNIT2 | PV | SOLAR-O | OPER | CONV | FAYETTE | SOUTH | 2025-01-30 | 95.54 | 95.2 | 95.2 | 95.2 | 95.2 | 95.2 | 95.2 | 95.2 | 95.2 | 95.2 | 95.2 | 95.2 | 95.2 | 95.2 | 95.2 | 95.2 | 95.2 | 95.2 | 95.2 | 95.2 | 95.2
7V SOLAR U3 |  | 7RNCHSLR_UNIT3 | PV | SOLAR-O | OPER | CONV | FAYETTE | SOUTH | 2025-01-30 | 5.57 | 5.6 | 5.6 | 5.6 | 5.6 | 5.6 | 5.6 | 5.6 | 5.6 | 5.6 | 5.6 | 5.6 | 5.6 | 5.6 | 5.6 | 5.6 | 5.6 | 5.6 | 5.6 | 5.6 | 5.6
ACACIA SOLAR |  | ACACIA_UNIT_1 | PV | SOLAR-FW | OPER | CONV | PRESIDIO | WEST | 2012-12-30 | 10 | 10 | 10 | 10 | 10 | 10 | 10 | 10 | 10 | 10 | 10 | 10 | 10 | 10 | 10 | 10 | 10 | 10 | 10 | 10 | 10
AIRPORT ROAD LONEWOLFE PHASE ONE |  | AIRPRTRD_LONEWOLFE | PV | SOLAR-W | OPER | CONV-SODG | MITCHELL | WEST | 2023-06-26 | 1 | 1 | 1 | 1 | 1 | 1 | 1 | 1 | 1 | 1 | 1 | bar: Spring Capabilities, MW (As of the Season Start Date, March 1) 2027 to Fall Capabilities, MW (As of the Season Start Date, October 1) 2031
ALEXIS SOLAR |  | ALEXIS_ALEXIS | PV | SOLAR-O | OPER | CONV-SODG | BROOKS | SOUTH | 2019-11-15 | 10 | 10 | 10 | 10 | 10 | 10 | 10 | 10 | 10 | 10 | 10 | 10 | 10 | 10 | 10 | 10 | 10 | 10 | 10 | 10 | 10
ANDROMEDA SOLAR U1 |  | ANDMDSLR_UNIT1 | PV | SOLAR-W | OPER | CONV | SCURRY | WEST | 2024-01-03 | 158.8 | 158 | 158 | 158 | 158 | 158 | 158 | 158 | 158 | 158 | 158 | 158 | 158 | 158 | 158 | 158 | 158 | 158 | 158 | 158 | 158
ANDROMEDA SOLAR U2 |  | ANDMDSLR_UNIT2 | PV | SOLAR-W | OPER | CONV | SCURRY | WEST | 2024-01-03 | 162.4 | 162 | 162 | 162 | 162 | 162 | 162 | 162 | 162 | 162 | 162 | 162 | 162 | 162 | 162 | 162 | 162 | 162 | 162 | 162 | 162
ANGELO SOLAR |  | ANG_SLR_UNIT1 | PV | SOLAR-W | OPER | CONV | TOM GREEN | WEST | 2025-05-06 | 195.41 | 195 | 195 | 195 | 195 | 195 | 195 | 195 | 195 | 195 | 195 | 195 | 195 | 195 | 195 | 195 | 195 | 195 | 195 | 195 | 195
ANSON SOLAR U1 |  | ANSON1_UNIT1 | PV | SOLAR-W | OPER | CONV | JONES | WEST | 2022-01-20 | 100.8 | 100 | 100 | 100 | 100 | 100 | 100 | 100 | 100 | 100 | 100 | 100 | 100 | 100 | 100 | 100 | 100 | 100 | 100 | 100 | 100
ANSON SOLAR U2 |  | ANSON1_UNIT2 | PV | SOLAR-W | OPER | CONV | JONES | WEST | 2022-01-20 | 100.8 | 100 | 100 | 100 | 100 | 100 | 100 | 100 | 100 | 100 | 100 | 100 | 100 | 100 | 100 | 100 | 100 | 100 | 100 | 100 | 100
ARAGORN SOLAR |  | ARAGORN_UNIT1 | PV | SOLAR-FW | OPER | CONV | CULBERSON | WEST | 2021-12-22 | 188.2 | 185 | 185 | 185 | 185 | 185 | 185 | 185 | 185 | 185 | 185 | 187.2 | 187.2 | 187.2 | 187.2 | 187.2 | 185 | 185 | 185 | 185 | 185
ASH CREEK SOLAR U1 |  | ASCK_SLR_SOLAR1 | PV | SOLAR-O | OPER | CONV | HILL | NORTH | 2025-06-11 | 206.8 | 203.3 | 203.3 | 203.3 | 203.3 | 203.3 | 203.3 | 203.3 | 203.3 | 203.3 | 203.3 | 203.3 | 203.3 | 203.3 | 203.3 | 203.3 | 203.3 | 203.3 | 203.3 | 203.3 | 203.3
ASH CREEK SOLAR U2 |  | ASCK_SLR_SOLAR2 | PV | SOLAR-O | OPER | CONV | HILL | NORTH | 2025-06-11 | 210.94 | 207.3 | 207.3 | 207.3 | 207.3 | 207.3 | 207.3 | 207.3 | 207.3 | 207.3 | 207.3 | 207.3 | 207.3 | 207.3 | 207.3 | 207.3 | 207.3 | 207.3 | 207.3 | 207.3 | 207.3
AUREOLA SOLAR U1 |  | AURO_SLR_UNIT1 | PV | SOLAR-O | OPER | CONV | MILAM | SOUTH | 2024-08-12 | 201.66 | 200.4 | 200.4 | 200.4 | 200.4 | 200.4 | 200.4 | 200.4 | 200.4 | 200.4 | 200.4 | 200.4 | 200.4 | 200.4 | 200.4 | 200.4 | 200.4 | 200.4 | 200.4 | 200.4 | 200.4
AZURE SKY SOLAR U1 |  | AZURE_SOLAR1 | PV | SOLAR-W | OPER | CONV | HASKELL | WEST | 2021-11-15 | 74.9 | 74.9 | 74.9 | 74.9 | 74.9 | 74.9 | 74.9 | 74.9 | 74.9 | 74.9 | 74.9 | 74.9 | 74.9 | 74.9 | 74.9 | 74.9 | 74.9 | 74.9 | 74.9 | 74.9 | 74.9
AZURE SKY SOLAR U2 |  | AZURE_SOLAR2 | PV | SOLAR-W | OPER | CONV | HASKELL | WEST | 2021-11-15 | 153.5 | 153.5 | 153.5 | 153.5 | 153.5 | 153.5 | 153.5 | 153.5 | 153.5 | 153.5 | 153.5 | 153.5 | 153.5 | 153.5 | 153.5 | 153.5 | 153.5 | 153.5 | 153.5 | 153.5 | 153.5
BECK 1 |  | CECSOLAR_BECK1 | PV | SOLAR-O | OPER | CONV-SODG | BEXAR | SOUTH | 2016-08-09 | 1 | 1 | 1 | 1 | 1 | 1 | 1 | 1 | 1 | 1 | 1 | bar: Spring Capabilities, MW (As of the Season Start Date, March 1) 2027 to Fall Capabilities, MW (As of the Season Start Date, October 1) 2031
BHE SOLAR PEARL PROJECT (SIRIUS 2) |  | SIRIUS_UNIT2 | PV | SOLAR-FW | OPER | CONV | PECOS | WEST | 2017-10-05 | 50 | 49.1 | 49.1 | 49.1 | 49.1 | 49.1 | 49.1 | 49.1 | 49.1 | 49.1 | 49.1 | 49.1 | 49.1 | 49.1 | 49.1 | 49.1 | 49.1 | 49.1 | 49.1 | 49.1 | 49.1
BIG ELM SOLAR |  | BELM_SLR_UNIT1 | PV | SOLAR-O | OPER | CONV | BELL | NORTH | 2025-04-30 | 200.99 | 200.2 | 200.2 | 200.2 | 200.2 | 200.2 | 200.2 | 200.2 | 200.2 | 200.2 | 200.2 | 200.2 | 200.2 | 200.2 | 200.2 | 200.2 | 200.2 | 200.2 | 200.2 | 200.2 | 200.2
BKVSOLAR_BKVSOLAR1 |  | BKVSOLAR_BKVSOLAR1 | PV | SOLAR-O | OPER | CONV-SODG | DENTON | NORTH | 2024-10-02 | 2.5 | 2.5 | 2.5 | 2.5 | 2.5 | 2.5 | 2.5 | 2.5 | 2.5 | 2.5 | 2.5 | 2.5 | 2.5 | 2.5 | 2.5 | 2.5 | 2.5 | 2.5 | 2.5 | 2.5 | 2.5
BLUE WING 1 SOLAR |  | BROOK_1UNIT | PV | SOLAR-O | OPER | CONV-SODG | BEXAR | SOUTH | 2010-08-17 | 7.6 | 7.6 | 7.6 | 7.6 | 7.6 | 7.6 | 7.6 | 7.6 | 7.6 | 7.6 | 7.6 | 7.6 | 7.6 | 7.6 | 7.6 | 7.6 | 7.6 | 7.6 | 7.6 | 7.6 | 7.6
BLUE WING 2 SOLAR |  | ELMEN_1UNIT | PV | SOLAR-O | OPER | CONV-SODG | BEXAR | SOUTH | 2010-09-15 | 7.3 | 7.3 | 7.3 | 7.3 | 7.3 | 7.3 | 7.3 | 7.3 | 7.3 | 7.3 | 7.3 | 7.3 | 7.3 | 7.3 | 7.3 | 7.3 | 7.3 | 7.3 | 7.3 | 7.3 | 7.3
BLUEBELL SOLAR (CAPRICORN RIDGE SOLAR) |  | CAPRIDG4_BB_PV | PV | SOLAR-W | OPER | CONV | STERLING | WEST | 2019-11-07 | 30 | 30 | 30 | 30 | 30 | 30 | 30 | 30 | 30 | 30 | 30 | 30 | 30 | 30 | 30 | 30 | 30 | 30 | 30 | 30 | 30
BLUEBELL SOLAR II 1 (CAPRICORN RIDGE 4) |  | CAPRIDG4_BB2_PV1 | PV | SOLAR-W | OPER | CONV | STERLING | WEST | 2021-04-28 | 100 | 100 | 100 | 100 | 100 | 100 | 100 | 100 | 100 | 100 | 100 | 100 | 100 | 100 | 100 | 100 | 100 | 100 | 100 | 100 | 100
BLUEBELL SOLAR II 2 (CAPRICORN RIDGE 4) |  | CAPRIDG4_BB2_PV2 | PV | SOLAR-W | OPER | CONV | STERLING | WEST | 2021-04-28 | 15 | 15 | 15 | 15 | 15 | 15 | 15 | 15 | 15 | 15 | 15 | 15 | 15 | 15 | 15 | 15 | 15 | 15 | 15 | 15 | 15
BNB LAMESA SOLAR (PHASE I) |  | LMESASLR_UNIT1 | PV | SOLAR-W | OPER | CONV | DAWSON | WEST | 2018-02-21 | 101.6 | 101.6 | 101.6 | 101.6 | 101.6 | 101.6 | 101.6 | 101.6 | 101.6 | 101.6 | 101.6 | 101.6 | 101.6 | 101.6 | 101.6 | 101.6 | 101.6 | 101.6 | 101.6 | 101.6 | 101.6
BNB LAMESA SOLAR (PHASE II) |  | LMESASLR_IVORY | PV | SOLAR-W | OPER | CONV | DAWSON | WEST | 2018-12-19 | 50 | 50 | 50 | 50 | 50 | 50 | 50 | 50 | 50 | 50 | 50 | 50 | 50 | 50 | 50 | 50 | 50 | 50 | 50 | 50 | 50
BOVINE SOLAR LLC |  | BOVINE_BOVINE | PV | SOLAR-O | OPER | CONV-SODG | AUSTIN | SOUTH | 2018-12-26 | 5 | 5 | 5 | 5 | 5 | 5 | 5 | 5 | 5 | 5 | 5 | 5 | 5 | 5 | 5 | 5 | 5 | 5 | 5 | 5 | 5
BOVINE SOLAR LLC |  | BOVINE2_BOVINE2 | PV | SOLAR-O | OPER | CONV-SODG | AUSTIN | SOUTH | 2018-12-26 | 5 | 5 | 5 | 5 | 5 | 5 | 5 | 5 | 5 | 5 | 5 | 5 | 5 | 5 | 5 | 5 | 5 | 5 | 5 | 5 | 5
BPL FILES SOLAR |  | FILESSLR_PV1 | PV | SOLAR-O | OPER | CONV | HILL | NORTH | 2023-08-29 | 146.09 | 145 | 145 | 145 | 145 | 145 | 145 | 145 | 145 | 145 | 145 | 145 | 145 | 145 | 145 | 145 | 145 | 145 | 145 | 145 | 145
BRIGHTSIDE SOLAR |  | BRIGHTSD_UNIT1 | PV | SOLAR-O | OPER | CONV | BEE | SOUTH | 2022-05-16 | 53.4 | 50 | 50 | 50 | 50 | 50 | 50 | 50 | 50 | 50 | 50 | 50 | 50 | 50 | 50 | 50 | 50 | 50 | 50 | 50 | 50
BRIGHT ARROW SOLAR U1 |  | BR_ARROW_UNIT1 | PV | SOLAR-O | OPER | CONV | HOPKINS | NORTH | 2025-06-30 | 127.3 | 127 | 127 | 127 | 127 | 127 | 127 | 127 | 127 | 127 | 127 | 127 | 127 | 127 | 127 | 127 | 127 | 127 | 127 | 127 | 127
BRIGHT ARROW SOLAR U2 |  | BR_ARROW_UNIT2 | PV | SOLAR-O | OPER | CONV | HOPKINS | NORTH | 2025-06-30 | 173.9 | 173 | 173 | 173 | 173 | 173 | 173 | 173 | 173 | 173 | 173 | 173 | 173 | 173 | 173 | 173 | 173 | 173 | 173 | 173 | 173
BRONSON SOLAR I |  | BRNSN_BRNSN | PV | SOLAR-O | OPER | CONV-SODG | FORT BEND | HOUSTON | 2018-12-27 | 5 | 5 | 5 | 5 | 5 | 5 | 5 | 5 | 5 | 5 | 5 | 5 | 5 | 5 | 5 | 5 | 5 | 5 | 5 | 5 | 5
BRONSON SOLAR II |  | BRNSN2_BRNSN2 | PV | SOLAR-O | OPER | CONV-SODG | FORT BEND | HOUSTON | 2018-12-27 | 5 | 5 | 5 | 5 | 5 | 5 | 5 | 5 | 5 | 5 | 5 | 5 | 5 | 5 | 5 | 5 | 5 | 5 | 5 | 5 | 5
CASCADE SOLAR I |  | CASCADE | PV | SOLAR-O | OPER | CONV-SODG | WHARTON | SOUTH | 2018-12-14 | 5 | 5 | 5 | 5 | 5 | 5 | 5 | 5 | 5 | 5 | 5 | 5 | 5 | 5 | 5 | 5 | 5 | 5 | 5 | 5 | 5
CASCADE SOLAR II |  | CASCADE2 | PV | SOLAR-O | OPER | CONV-SODG | WHARTON | SOUTH | 2018-12-14 | 5 | 5 | 5 | 5 | 5 | 5 | 5 | 5 | 5 | 5 | 5 | 5 | 5 | 5 | 5 | 5 | 5 | 5 | 5 | 5 | 5
CASTLE GAP SOLAR |  | CASL_GAP_UNIT1 | PV | SOLAR-FW | OPER | CONV | UPTON | WEST | 2018-05-31 | 180 | 180 | 180 | 180 | 180 | 180 | 180 | 180 | 180 | 180 | 180 | 180 | 180 | 180 | 180 | 180 | 180 | 180 | 180 | 180 | 180
CATAN SOLAR |  | CS10_CATAN | PV | SOLAR-O | OPER | CONV-SODG | KARNES | SOUTH | 2020-10-31 | 10 | 10 | 10 | 10 | 10 | 10 | 10 | 10 | 10 | 10 | 10 | 10 | 10 | 10 | 10 | 10 | 10 | 10 | 10 | 10 | 10
CHISUM SOLAR |  | CHISUM_CHISUM | PV | SOLAR-O | OPER | CONV-SODG | LAMAR | NORTH | 2018-11-12 | 10 | 10 | 10 | 10 | 10 | 10 | 10 | 10 | 10 | 10 | 10 | 10 | 10 | 10 | 10 | 10 | 10 | 10 | 10 | 10 | 10
COMMERCE_SOLAR |  | X443PV1_SWRI_PV1 | PV | SOLAR-O | OPER | CONV-SODG | BEXAR | SOUTH | 2019-05-01 | 5 | 5 | 5 | 5 | 5 | 5 | 5 | 5 | 5 | 5 | 5 | 5 | 5 | 5 | 5 | 5 | 5 | 5 | 5 | 5 | 5
CONIGLIO SOLAR |  | CONIGLIO_UNIT1 | PV | SOLAR-O | OPER | CONV | FANNIN | NORTH | 2021-08-09 | 125.7 | 125.7 | 125.7 | 125.7 | 125.7 | 125.7 | 125.7 | 125.7 | 125.7 | 125.7 | 125.7 | 125.7 | 125.7 | 125.7 | 125.7 | 125.7 | 125.7 | 125.7 | 125.7 | 125.7 | 125.7
CORAL SOLAR U1 |  | CORALSLR_SOLAR1 | PV | SOLAR-O | OPER | CONV | FALLS | NORTH | 2024-09-24 | 97.7 | 96.2 | 96.2 | 96.2 | 96.2 | 96.2 | 96.2 | 96.2 | 96.2 | 96.2 | 96.2 | 96.2 | 96.2 | 96.2 | 96.2 | 96.2 | 96.2 | 96.2 | 96.2 | 96.2 | 96.2
CORAL SOLAR U2 |  | CORALSLR_SOLAR2 | PV | SOLAR-O | OPER | CONV | FALLS | NORTH | 2024-09-24 | 56.3 | 55.4 | 55.4 | 55.4 | 55.4 | 55.4 | 55.4 | 55.4 | 55.4 | 55.4 | 55.4 | 55.4 | 55.4 | 55.4 | 55.4 | 55.4 | 55.4 | 55.4 | 55.4 | 55.4 | 55.4
CORAZON SOLAR PHASE I |  | CORAZON_UNIT1 | PV | SOLAR-O | OPER | CONV | WEBB | SOUTH | 2021-10-11 | 202.6 | 202.6 | 202.6 | 202.6 | 202.6 | 202.6 | 202.6 | 202.6 | 202.6 | 202.6 | 202.6 | 202.6 | 202.6 | 202.6 | 202.6 | 202.6 | 202.6 | 202.6 | 202.6 | 202.6 | 202.6
CROWN SOLAR |  | CRWN_SLR_UNIT1 | PV | SOLAR-O | OPER | CONV | FALLS | NORTH | 2024-01-05 | 101.3 | 100.1 | 100.1 | 100.1 | 100.1 | 100.1 | 100.1 | 100.1 | 100.1 | 100.1 | 100.1 | 100.1 | 100.1 | 100.1 | 100.1 | 100.1 | 100.1 | 100.1 | 100.1 | 100.1 | 100.1
DANCIGER SOLAR U1 |  | DAG_UNIT1 | PV | SOLAR-O | OPER | CONV | BRAZORIA | COASTAL | 2023-01-18 | 101.4 | 100 | 100 | 100 | 100 | 100 | 100 | 100 | 100 | 100 | 100 | 100 | 100 | 100 | 100 | 100 | 100 | 100 | 100 | 100 | 100
DANCIGER SOLAR U2 |  | DAG_UNIT2 | PV | SOLAR-O | OPER | CONV | BRAZORIA | COASTAL | 2023-01-18 | 101.4 | 100 | 100 | 100 | 100 | 100 | 100 | 100 | 100 | 100 | 100 | 100 | 100 | 100 | 100 | 100 | 100 | 100 | 100 | 100 | 100
DILEO SOLAR |  | DILEOSLR_UNIT1 | PV | SOLAR-O | OPER | CONV | BOSQUE | NORTH | 2023-11-14 | 71.4 | 71.4 | 71.4 | 71.4 | 71.4 | 71.4 | 71.4 | 71.4 | 71.4 | 71.4 | 71.4 | 71.4 | 71.4 | 71.4 | 71.4 | 71.4 | 71.4 | 71.4 | 71.4 | 71.4 | 71.4
DIVER SOLAR U1 |  | DIVR_SLR_SOLAR1 | PV | SOLAR-O | OPER | CONV | LIMESTONE | NORTH | 2026-02-02 | 71 | 69.8 | 69.8 | 69.8 | 69.8 | 69.8 | 69.8 | 69.8 | 69.8 | 69.8 | 69.8 | 69.8 | 69.8 | 69.8 | 69.8 | 69.8 | 69.8 | 69.8 | 69.8 | 69.8 | 69.8
DIVER SOLAR U2 |  | DIVR_SLR_SOLAR2 | PV | SOLAR-O | OPER | CONV | LIMESTONE | NORTH | 2026-02-02 | 155.2 | 155.2 | 155.2 | 155.2 | 155.2 | 155.2 | 155.2 | 155.2 | 155.2 | 155.2 | 155.2 | 155.2 | 155.2 | 155.2 | 155.2 | 155.2 | 155.2 | 155.2 | 155.2 | 155.2 | 155.2
EAST BLACKLAND SOLAR (PFLUGERVILLE SOLAR) |  | E_BLACK_UNIT_1 | PV | SOLAR-O | OPER | CONV | TRAVIS | SOUTH | 2021-08-12 | 144 | 144 | 144 | 144 | 144 | 144 | 144 | 144 | 144 | 144 | 144 | 144 | 144 | 144 | 144 | 144 | 144 | 144 | 144 | 144 | 144
EDDY SOLAR II |  | EDDYII_EDDYII | PV | SOLAR-O | OPER | CONV-SODG | MCLENNAN | NORTH | 2018-12-13 | 10 | 10 | 10 | 10 | 10 | 10 | 10 | 10 | 10 | 10 | 10 | 10 | 10 | 10 | 10 | 10 | 10 | 10 | 10 | 10 | 10
EIFFEL SOLAR |  | EIFSLR_UNIT1 | PV | SOLAR-O | OPER | CONV | LAMAR | NORTH | 2023-11-30 | 241 | 240 | 240 | 240 | 240 | 240 | 240 | 240 | 240 | 240 | 240 | 240 | 240 | 240 | 240 | 240 | 240 | 240 | 240 | 240 | 240
ELARA SOLAR |  | ELARA_SL_UNIT1 | PV | SOLAR-O | OPER | CONV | FRIO | SOUTH | 2022-03-17 | 132.4 | 132.4 | 132.4 | 132.4 | 132.4 | 132.4 | 132.4 | 132.4 | 132.4 | 132.4 | 132.4 | 132.4 | 132.4 | 132.4 | 132.4 | 132.4 | 132.4 | 132.4 | 132.4 | 132.4 | 132.4
ELLIS SOLAR |  | ELLISSLR_UNIT1 | PV | SOLAR-O | OPER | CONV | ELLIS | NORTH | 2023-10-24 | 81.3 | 80 | 80 | 80 | 80 | 80 | 80 | 80 | 80 | 80 | 80 | 80 | 80 | 80 | 80 | 80 | 80 | 80 | 80 | 80 | 80
EMERALD GROVE SOLAR (PECOS SOLAR POWER I) |  | EGROVESL_UNIT1 | PV | SOLAR-FW | OPER | CONV | CRANE | WEST | 2023-03-10 | 109.5 | 108 | 108 | 108 | 108 | 108 | 108 | 108 | 108 | 108 | 108 | 108 | 108 | 108 | 108 | 108 | 108 | 108 | 108 | 108 | 108
ESTONIAN SOLAR FARM U1 |  | ESTONIAN_SOLAR1 | PV | SOLAR-O | OPER | CONV | DELTA | NORTH | 2025-07-02 | 88.4 | 88.3 | 88.3 | 88.3 | 88.3 | 88.3 | 88.3 | 88.3 | 88.3 | 88.3 | 88.3 | 88.3 | 88.3 | 88.3 | 88.3 | 88.3 | 88.3 | 88.3 | 88.3 | 88.3 | 88.3
ESTONIAN SOLAR FARM U2 |  | ESTONIAN_SOLAR2 | PV | SOLAR-O | OPER | CONV | DELTA | NORTH | 2025-07-02 | 114.4 | 114.1 | 114.1 | 114.1 | 114.1 | 114.1 | 114.1 | 114.1 | 114.1 | 114.1 | 114.1 | 114.1 | 114.1 | 114.1 | 114.1 | 114.1 | 114.1 | 114.1 | 114.1 | 114.1 | 114.1
EUNICE SOLAR U1 |  | EUNICE_PV1 | PV | SOLAR-FW | OPER | CONV | ANDREWS | WEST | 2021-09-24 | 189.6 | 189.6 | 189.6 | 189.6 | 189.6 | 189.6 | 189.6 | 189.6 | 189.6 | 189.6 | 189.6 | 189.6 | 189.6 | 189.6 | 189.6 | 189.6 | 189.6 | 189.6 | 189.6 | 189.6 | 189.6
EUNICE SOLAR U2 |  | EUNICE_PV2 | PV | SOLAR-FW | OPER | CONV | ANDREWS | WEST | 2021-09-24 | 237.1 | 237.1 | 237.1 | 237.1 | 237.1 | 237.1 | 237.1 | 237.1 | 237.1 | 237.1 | 237.1 | 237.1 | 237.1 | 237.1 | 237.1 | 237.1 | 237.1 | 237.1 | 237.1 | 237.1 | 237.1
FENCE POST SOLAR U1 |  | FENCESLR_SOLAR1 | PV | SOLAR-O | OPER | CONV | NAVARRO | NORTH | 2025-02-13 | 138.88 | 138 | 138 | 138 | 138 | 138 | 138 | 138 | 138 | 138 | 138 | 138 | 138 | 138 | 138 | 138 | 138 | 138 | 138 | 138 | 138
FENCE POST SOLAR U2 |  | FENCESLR_SOLAR2 | PV | SOLAR-O | OPER | CONV | NAVARRO | NORTH | 2025-02-13 | 97.98 | 98 | 98 | 98 | 98 | 98 | 98 | 98 | 98 | 98 | 98 | 98 | 98 | 98 | 98 | 98 | 98 | 98 | 98 | 98 | 98
FIFTH GENERATION SOLAR 1 |  | FIFTHGS1_FGSOLAR1 | PV | SOLAR-O | OPER | CONV-SODG | TRAVIS | SOUTH | 2016-05-31 | 6.8 | 6.8 | 6.8 | 6.8 | 6.8 | 6.8 | 6.8 | 6.8 | 6.8 | 6.8 | 6.8 | 6.8 | 6.8 | 6.8 | 6.8 | 6.8 | 6.8 | 6.8 | 6.8 | 6.8 | 6.8
FIGHTING JAYS SOLAR U1 |  | JAY_UNIT1 | PV | SOLAR-O | OPER | CONV | FORT BEND | HOUSTON | 2026-01-08 | 119.63 | 119.3 | 119.3 | 119.3 | 119.3 | 119.3 | 119.3 | 119.3 | 119.3 | 119.3 | 119.3 | 119.3 | 119.3 | 119.3 | 119.3 | 119.3 | 119.3 | 119.3 | 119.3 | 119.3 | 119.3
FIGHTING JAYS SOLAR U2 |  | JAY_UNIT2 | PV | SOLAR-O | OPER | CONV | FORT BEND | HOUSTON | 2026-01-08 | 160.46 | 159.9 | 159.9 | 159.9 | 159.9 | 159.9 | 159.9 | 159.9 | 159.9 | 159.9 | 159.9 | 159.9 | 159.9 | 159.9 | 159.9 | 159.9 | 159.9 | 159.9 | 159.9 | 159.9 | 159.9
FIVE WELLS SOLAR U1 |  | FIVEWSLR_UNIT1 | PV | SOLAR-O | OPER | CONV | BELL | NORTH | 2025-03-07 | 194.42 | 194.4 | 194.4 | 194.4 | 194.4 | 194.4 | 194.4 | 194.4 | 194.4 | 194.4 | 194.4 | 194.4 | 194.4 | 194.4 | 194.4 | 194.4 | 194.4 | 194.4 | 194.4 | 194.4 | 194.4
FIVE WELLS SOLAR U2 |  | FIVEWSLR_UNIT2 | PV | SOLAR-O | OPER | CONV | BELL | NORTH | 2025-03-07 | 126.97 | 127 | 127 | 127 | 127 | 127 | 127 | 127 | 127 | 127 | 127 | 127 | 127 | 127 | 127 | 127 | 127 | 127 | 127 | 127 | 127
FOWLER RANCH |  | FWLR_SLR_UNIT1 | PV | SOLAR-FW | OPER | CONV | CRANE | WEST | 2020-08-28 | 152.5 | 150 | 150 | 150 | 150 | 150 | 150 | 150 | 150 | 150 | 150 | 150 | 150 | 150 | 150 | 150 | 150 | 150 | 150 | 150 | 150
FRFWS_FAIRFIELD |  | FRFWS_FAIRFIELD | PV | SOLAR-O | OPER | CONV-SODG | FREESTONE | NORTH | 2024-10-23 | 4 | 4 | 4 | 4 | 4 | 4 | 4 | 4 | 4 | 4 | 4 | 4 | 4 | 4 | 4 | 4 | 4 | 4 | 4 | 4 | 4
FRYE SOLAR U1 |  | FRYE_SLR_UNIT1 | PV | SOLAR-W | OPER | CONV | SWISHER | PANHANDLE | 2024-07-03 | 250.9 | 250 | 250 | 250 | 250 | 250 | 250 | 250 | 250 | 250 | 250 | 250 | 250 | 250 | 250 | 250 | 250 | 250 | 250 | 250 | 250
FRYE SOLAR U2 |  | FRYE_SLR_UNIT2 | PV | SOLAR-W | OPER | CONV | SWISHER | PANHANDLE | 2024-07-03 | 251.1 | 250 | 250 | 250 | 250 | 250 | 250 | 250 | 250 | 250 | 250 | 250 | 250 | 250 | 250 | 250 | 250 | 250 | 250 | 250 | 250
FS BARILLA SOLAR-PECOS |  | HOVEY_UNIT1 | PV | SOLAR-FW | OPER | CONV | PECOS | WEST | 2015-01-05 | 22 | 22 | 22 | 22 | 22 | 22 | 22 | 22 | 22 | 22 | 22 | 22 | 22 | 22 | 22 | 22 | 22 | 22 | 22 | 22 | 22
FS EAST PECOS SOLAR |  | BOOTLEG_UNIT1 | PV | SOLAR-FW | OPER | CONV | PECOS | WEST | 2017-01-25 | 126 | 121.1 | 121.1 | 121.1 | 121.1 | 121.1 | 121.1 | 121.1 | 121.1 | 121.1 | 121.1 | 121.1 | 121.1 | 121.1 | 121.1 | 121.1 | 121.1 | 121.1 | 121.1 | 121.1 | 121.1
GALLOWAY 1 SOLAR |  | GALLOWAY_SOLAR1 | PV | SOLAR-W | OPER | CONV | CONCHO | WEST | 2021-10-27 | 250 | 250 | 250 | 250 | 250 | 250 | 250 | 250 | 250 | 250 | 250 | 250 | 250 | 250 | 250 | 250 | 250 | 250 | 250 | 250 | 250
GALLOWAY 2 SOLAR |  | GALLOWAY_SOLAR2 | PV | SOLAR-W | OPER | CONV | CONCHO | WEST | 2024-01-04 | 111.1 | 110 | 110 | 110 | 110 | 110 | 110 | 110 | 110 | 110 | 110 | 110 | 110 | 110 | 110 | 110 | 110 | 110 | 110 | 110 | 110
GOLD_SPIKE 1 |  | 19599_1_GOLD_SPIKE | PV | SOLAR-O | OPER | CONV-SODG | TARRANT | NORTH | 2025-05-21 | 1.3 | 1.3 | 1.3 | 1.3 | 1.3 | 1.3 | 1.3 | 1.3 | 1.3 | 1.3 | 1.3 | 1.3 | 1.3 | 1.3 | 1.3 | 1.3 | 1.3 | 1.3 | 1.3 | 1.3 | 1.3
GOLD_SPIKE 2 |  | 19599_2_GOLD_SPIKE | PV | SOLAR-O | OPER | CONV-SODG | TARRANT | NORTH | 2025-05-21 | 0.8 | 0.8 | 0.8 | 0.8 | 0.8 | 0.8 | 0.8 | 0.8 | 0.8 | 0.8 | 0.8 | 0.8 | 0.8 | 0.8 | 0.8 | 0.8 | 0.8 | 0.8 | 0.8 | 0.8 | 0.8
GOLD_SPIKE 3 |  | 19599_GOLD_SPIKE | PV | SOLAR-O | OPER | CONV-SODG | TARRANT | NORTH | 2025-05-21 | 1.9 | 1.9 | 1.9 | 1.9 | 1.9 | 1.9 | 1.9 | 1.9 | 1.9 | 1.9 | 1.9 | 1.9 | 1.9 | 1.9 | 1.9 | 1.9 | 1.9 | 1.9 | 1.9 | 1.9 | 1.9
GOLINDA SOLAR |  | GOLINDA_UNIT1 | PV | SOLAR-O | OPER | CONV | FALLS | NORTH | 2024-02-27 | 101.1 | 100.1 | 100.1 | 100.1 | 100.1 | 100.1 | 100.1 | 100.1 | 100.1 | 100.1 | 100.1 | 100.1 | 100.1 | 100.1 | 100.1 | 100.1 | 100.1 | 100.1 | 100.1 | 100.1 | 100.1
GRANSOLAR TEXAS ONE |  | GRAN_SLR_UNIT1 | PV | SOLAR-O | OPER | CONV | MILAM | SOUTH | 2025-09-12 | 50.19 | 50 | 50 | 50 | 50 | 50 | 50 | 50 | 50 | 50 | 50 | 50 | 50 | 50 | 50 | 50 | 50 | 50 | 50 | 50 | 50
GREASEWOOD SOLAR 1 |  | GREASWOD_UNIT1 | PV | SOLAR-FW | OPER | CONV | PECOS | WEST | 2021-02-09 | 126.3 | 124.6 | 124.6 | 124.6 | 124.6 | 124.6 | 124.6 | 124.6 | 124.6 | 124.6 | 124.6 | 124.6 | 124.6 | 124.6 | 124.6 | 124.6 | 124.6 | 124.6 | 124.6 | 124.6 | 124.6
GREASEWOOD SOLAR 2 |  | GREASWOD_UNIT2 | PV | SOLAR-FW | OPER | CONV | PECOS | WEST | 2021-02-09 | 132.2 | 130.4 | 130.4 | 130.4 | 130.4 | 130.4 | 130.4 | 130.4 | 130.4 | 130.4 | 130.4 | 130.4 | 130.4 | 130.4 | 130.4 | 130.4 | 130.4 | 130.4 | 130.4 | 130.4 | 130.4
GRIFFIN SOLAR |  | GRIFFIN_GRIFFIN | PV | SOLAR-O | OPER | CONV-SODG | MCLENNAN | NORTH | 2019-07-15 | 5 | 5 | 5 | 5 | 5 | 5 | 5 | 5 | 5 | 5 | 5 | 5 | 5 | 5 | 5 | 5 | 5 | 5 | 5 | 5 | 5
GRIMES COUNTY SOLAR U1 |  | GRIM_SLR_UNIT1 | PV | SOLAR-O | OPER | CONV | GRIMES | NORTH | 2026-01-21 | 104.46 | 103.8 | 103.8 | 103.8 | 103.8 | 103.8 | 103.8 | 103.8 | 103.8 | 103.8 | 103.8 | 103.8 | 103.8 | 103.8 | 103.8 | 103.8 | 103.8 | 103.8 | 103.8 | 103.8 | 103.8
GRIMES COUNTY SOLAR U2 |  | GRIM_SLR_UNIT2 | PV | SOLAR-O | OPER | CONV | GRIMES | NORTH | 2026-01-21 | 79.87 | 79.4 | 79.4 | 79.4 | 79.4 | 79.4 | 79.4 | 79.4 | 79.4 | 79.4 | 79.4 | 79.4 | 79.4 | 79.4 | 79.4 | 79.4 | 79.4 | 79.4 | 79.4 | 79.4 | 79.4
GRIMES COUNTY SOLAR U3 |  | GRIM_SLR_UNIT3 | PV | SOLAR-O | OPER | CONV | GRIMES | NORTH | 2026-01-21 | 26.92 | 26.8 | 26.8 | 26.8 | 26.8 | 26.8 | 26.8 | 26.8 | 26.8 | 26.8 | 26.8 | 26.8 | 26.8 | 26.8 | 26.8 | 26.8 | 26.8 | 26.8 | 26.8 | 26.8 | 26.8
GRIZZLY RIDGE SOLAR |  | GRIZZLY_SOLAR1 | PV | SOLAR-O | OPER | CONV | HAMILTON | NORTH | 2023-10-20 | 101.7 | 100 | 100 | 100 | 100 | 100 | 100 | 100 | 100 | 100 | 100 | 100 | 100 | 100 | 100 | 100 | 100 | 100 | 100 | 100 | 100
HALO SOLAR |  | HALO_SLR_UNIT1 | PV | SOLAR-O | OPER | CONV | BELL | NORTH | 2024-08-12 | 251.15 | 250.4 | 250.4 | 250.4 | 250.4 | 250.4 | 250.4 | 250.4 | 250.4 | 250.4 | 250.4 | 250.4 | 250.4 | 250.4 | 250.4 | 250.4 | 250.4 | 250.4 | 250.4 | 250.4 | 250.4
HIGHWAY 56 |  | HWY56_HWY56 | PV | SOLAR-O | OPER | CONV-SODG | GRAYSON | NORTH | 2017-11-20 | 5.3 | 5.3 | 5.3 | 5.3 | 5.3 | 5.3 | 5.3 | 5.3 | 5.3 | 5.3 | 5.3 | 5.3 | 5.3 | 5.3 | 5.3 | 5.3 | 5.3 | 5.3 | 5.3 | 5.3 | 5.3
HM SEALY SOLAR 1 |  | SEALY_1UNIT | PV | SOLAR-O | OPER | CONV-SODG | AUSTIN | SOUTH | 2015-12-31 | 1.6 | 1.6 | 1.6 | 1.6 | 1.6 | 1.6 | 1.6 | 1.6 | 1.6 | 1.6 | 1.6 | 1.6 | 1.6 | 1.6 | 1.6 | 1.6 | 1.6 | 1.6 | 1.6 | 1.6 | 1.6
HOLLYWOOD SOLAR U1 | 25INR0741 | HOL_UNIT1 | PV | SOLAR-O | OPER | CONV | WHARTON | SOUTH | 2024-09-06 | 178.88 | 176.5 | 176.5 | 176.5 | 176.5 | 176.5 | 176.5 | 176.5 | 176.5 | 176.5 | 176.5 | 176.5 | 176.5 | 176.5 | 176.5 | 176.5 | 176.5 | 176.5 | 176.5 | 176.5 | 176.5
HOLLYWOOD SOLAR U2 | 25INR0741 | HOL_UNIT2 | PV | SOLAR-O | OPER | CONV | WHARTON | SOUTH | 2024-09-06 | 186.07 | 183.5 | 183.5 | 183.5 | 183.5 | 183.5 | 183.5 | 183.5 | 183.5 | 183.5 | 183.5 | 183.5 | 183.5 | 183.5 | 183.5 | 183.5 | 183.5 | 183.5 | 183.5 | 183.5 | 183.5
HOLSTEIN SOLAR 1 |  | HOLSTEIN_SOLAR1 | PV | SOLAR-W | OPER | CONV | NOLAN | WEST | 2020-05-28 | 102.2 | 102.2 | 102.2 | 102.2 | 102.2 | 102.2 | 102.2 | 102.2 | 102.2 | 102.2 | 102.2 | 102.2 | 102.2 | 102.2 | 102.2 | 102.2 | 102.2 | 102.2 | 102.2 | 102.2 | 102.2
HOLSTEIN SOLAR 2 |  | HOLSTEIN_SOLAR2 | PV | SOLAR-W | OPER | CONV | NOLAN | WEST | 2020-05-28 | 102.3 | 102.3 | 102.3 | 102.3 | 102.3 | 102.3 | 102.3 | 102.3 | 102.3 | 102.3 | 102.3 | 102.3 | 102.3 | 102.3 | 102.3 | 102.3 | 102.3 | 102.3 | 102.3 | 102.3 | 102.3
HOPKINS SOLAR U1 |  | HOPKNSLR_UNIT1 | PV | SOLAR-O | OPER | CONV | HOPKINS | NORTH | 2024-05-02 | 175.35 | 174.8 | 174.8 | 174.8 | 174.8 | 174.8 | 174.8 | 174.8 | 174.8 | 174.8 | 174.8 | 174.8 | 174.8 | 174.8 | 174.8 | 174.8 | 174.8 | 174.8 | 174.8 | 174.8 | 174.8
HOPKINS SOLAR U2 |  | HOPKNSLR_UNIT2 | PV | SOLAR-O | OPER | CONV | HOPKINS | NORTH | 2024-05-02 | 76.17 | 75.8 | 75.8 | 75.8 | 75.8 | 75.8 | 75.8 | 75.8 | 75.8 | 75.8 | 75.8 | 75.8 | 75.8 | 75.8 | 75.8 | 75.8 | 75.8 | 75.8 | 75.8 | 75.8 | 75.8
HORIZON SOLAR |  | HRZN_SLR_UNIT1 | PV | SOLAR-O | OPER | CONV | FRIO | SOUTH | 2024-03-05 | 203.5 | 200 | 200 | 200 | 200 | 200 | 200 | 200 | 200 | 200 | 200 | 200 | 200 | 200 | 200 | 200 | 200 | 200 | 200 | 200 | 200
HORNET SOLAR U1 |  | HRNT_SLR_UNIT1 | PV | SOLAR-W | OPER | CONV | SWISHER | PANHANDLE | 2025-10-20 | 200.65 | 200 | 200 | 200 | 200 | 200 | 200 | 200 | 200 | 200 | 200 | 200 | 200 | 200 | 200 | 200 | 200 | 200 | 200 | 200 | 200
HORNET SOLAR U2 |  | HRNT_SLR_UNIT2 | PV | SOLAR-W | OPER | CONV | SWISHER | PANHANDLE | 2025-10-20 | 200.54 | 200 | 200 | 200 | 200 | 200 | 200 | 200 | 200 | 200 | 200 | 200 | 200 | 200 | 200 | 200 | 200 | 200 | 200 | 200 | 200
HORNET SOLAR U3 |  | HRNT_SLR_UNIT3 | PV | SOLAR-W | OPER | CONV | SWISHER | PANHANDLE | 2025-10-20 | 201.18 | 200 | 200 | 200 | 200 | 200 | 200 | 200 | 200 | 200 | 200 | 200 | 200 | 200 | 200 | 200 | 200 | 200 | 200 | 200 | 200
HPWHSOL_WILDHORSESOLAR |  | HPWHSOL_WILDHORSESOLAR | PV | SOLAR-W | OPER | CONV-SODG | HOWARD | WEST | 2024-06-01 | 10 | 10 | 10 | 10 | 10 | 10 | 10 | 10 | 10 | 10 | 10 | 10 | 10 | 10 | 10 | 10 | 10 | 10 | 10 | 10 | 10
IMPACT SOLAR |  | IMPACT_UNIT1 | PV | SOLAR-O | OPER | CONV | LAMAR | NORTH | 2021-08-20 | 198.5 | 198.5 | 198.5 | 198.5 | 198.5 | 198.5 | 198.5 | 198.5 | 198.5 | 198.5 | 198.5 | 198.5 | 198.5 | 198.5 | 198.5 | 198.5 | 198.5 | 198.5 | 198.5 | 198.5 | 198.5
INFINITE PHOTON ENERGY |  | INFINITE_PHOTON_ENERGY | PV | SOLAR-W | OPER | CONV-SODG | MITCHELL | WEST | 2025-06-11 | 4 | 4 | 4 | 4 | 4 | 4 | 4 | 4 | 4 | 4 | 4 | 4 | 4 | 4 | 4 | 4 | 4 | 4 | 4 | 4 | 4
JADE SOLAR U1 |  | JADE_SLR_UNIT1 | PV | SOLAR-W | OPER | CONV | SCURRY | WEST | 2024-01-02 | 158.8 | 158 | 158 | 158 | 158 | 158 | 158 | 158 | 158 | 158 | 158 | 158 | 158 | 158 | 158 | 158 | 158 | 158 | 158 | 158 | 158
JADE SOLAR U2 |  | JADE_SLR_UNIT2 | PV | SOLAR-W | OPER | CONV | SCURRY | WEST | 2024-01-02 | 162.4 | 162 | 162 | 162 | 162 | 162 | 162 | 162 | 162 | 162 | 162 | 162 | 162 | 162 | 162 | 162 | 162 | 162 | 162 | 162 | 162
JUNGMANN SOLAR |  | JUNG_SLR_UNIT1 | PV | SOLAR-O | OPER | CONV | MILAM | SOUTH | 2025-08-22 | 40.21 | 40 | 40 | 40 | 40 | 40 | 40 | 40 | 40 | 40 | 40 | 40 | 40 | 40 | 40 | 40 | 40 | 40 | 40 | 40 | 40
JUNO SOLAR PHASE I |  | JUNO_UNIT1 | PV | SOLAR-W | OPER | CONV | BORDEN | WEST | 2021-05-26 | 162.1 | 162.1 | 162.1 | 162.1 | 162.1 | 162.1 | 162.1 | 162.1 | 162.1 | 162.1 | 162.1 | 162.1 | 162.1 | 162.1 | 162.1 | 162.1 | 162.1 | 162.1 | 162.1 | 162.1 | 162.1
JUNO SOLAR PHASE II |  | JUNO_UNIT2 | PV | SOLAR-W | OPER | CONV | BORDEN | WEST | 2021-08-09 | 143.5 | 143.5 | 143.5 | 143.5 | 143.5 | 143.5 | 143.5 | 143.5 | 143.5 | 143.5 | 143.5 | 143.5 | 143.5 | 143.5 | 143.5 | 143.5 | 143.5 | 143.5 | 143.5 | 143.5 | 143.5
KELLAM SOLAR |  | KELAM_SL_UNIT1 | PV | SOLAR-O | OPER | CONV | VAN ZANDT | NORTH | 2020-12-24 | 59.8 | 59.8 | 59.8 | 59.8 | 59.8 | 59.8 | 59.8 | 59.8 | 59.8 | 59.8 | 59.8 | 59.8 | 59.8 | 59.8 | 59.8 | 59.8 | 59.8 | 59.8 | 59.8 | 59.8 | 59.8
LAMPWICK SOLAR |  | LAMPWICK_LAMPWICK | PV | SOLAR-W | OPER | CONV-SODG | MENARD | WEST | 2019-09-12 | 7.5 | 7.5 | 7.5 | 7.5 | 7.5 | 7.5 | 7.5 | 7.5 | 7.5 | 7.5 | 7.5 | 7.5 | 7.5 | 7.5 | 7.5 | 7.5 | 7.5 | 7.5 | 7.5 | 7.5 | 7.5
LAMPASAS_HIGHWAY183LAMPASAS |  | LAMPASAS_HIGHWAY183 | PV | SOLAR-O | OPER | CONV-SODG | BURNET | SOUTH | 2025-02-28 | 7.5 | 7.5 | 7.5 | 7.5 | 7.5 | 7.5 | 7.5 | 7.5 | 7.5 | 7.5 | 7.5 | 7.5 | 7.5 | 7.5 | 7.5 | 7.5 | 7.5 | 7.5 | 7.5 | 7.5 | 7.5
LAPETUS SOLAR |  | LAPETUS_UNIT_1 | PV | SOLAR-FW | OPER | CONV | ANDREWS | WEST | 2020-06-24 | 100.7 | 100.7 | 100.7 | 100.7 | 100.7 | 100.7 | 100.7 | 100.7 | 100.7 | 100.7 | 100.7 | 100.7 | 100.7 | 100.7 | 100.7 | 100.7 | 100.7 | 100.7 | 100.7 | 100.7 | 100.7
LEON |  | LEON_LEON | PV | SOLAR-O | OPER | CONV-SODG | HUNT | NORTH | 2017-12-15 | 10 | 10 | 10 | 10 | 10 | 10 | 10 | 10 | 10 | 10 | 10 | 10 | 10 | 10 | 10 | 10 | 10 | 10 | 10 | 10 | 10
LILY SOLAR |  | LILY_SOLAR1 | PV | SOLAR-O | OPER | CONV | KAUFMAN | NORTH | 2021-10-08 | 147.6 | 147.6 | 147.6 | 147.6 | 147.6 | 147.6 | 147.6 | 147.6 | 147.6 | 147.6 | 147.6 | 147.6 | 147.6 | 147.6 | 147.6 | 147.6 | 147.6 | 147.6 | 147.6 | 147.6 | 147.6
LONG DRAW SOLAR U1 |  | LGDRAW_S_UNIT1_1 | PV | SOLAR-W | OPER | CONV | BORDEN | WEST | 2021-12-14 | 98.5 | 98.5 | 98.5 | 98.5 | 98.5 | 98.5 | 98.5 | 98.5 | 98.5 | 98.5 | 98.5 | 98.5 | 98.5 | 98.5 | 98.5 | 98.5 | 98.5 | 98.5 | 98.5 | 98.5 | 98.5
LONG DRAW SOLAR U2 |  | LGDRAW_S_UNIT1_2 | PV | SOLAR-W | OPER | CONV | BORDEN | WEST | 2021-12-14 | 128.3 | 128.3 | 128.3 | 128.3 | 128.3 | 128.3 | 128.3 | 128.3 | 128.3 | 128.3 | 128.3 | 128.3 | 128.3 | 128.3 | 128.3 | 128.3 | 128.3 | 128.3 | 128.3 | 128.3 | 128.3
LONG POINT SOLAR |  | LNP_SOLAR1 | PV | SOLAR-O | OPER | CONV | BRAZORIA | COASTAL | 2026-03-27 | 120.7 | 120 | 120 | 120 | 120 | 120 | 120 | 120 | 120 | 120 | 120 | 120 | 120 | 120 | 120 | 120 | 120 | 120 | 120 | 120 | 120
LONGBOW SOLAR |  | LON_SOLAR1 | PV | SOLAR-O | OPER | CONV | BRAZORIA | COASTAL | 2024-04-17 | 78.2 | 77 | 77 | 77 | 77 | 77 | 77 | 77 | 77 | 77 | 77 | 77 | 77 | 77 | 77 | 77 | 77 | 77 | 77 | 77 | 77
MALAKOFF |  | MALAKOFF | PV | SOLAR-O | OPER | CONV-SODG | HENDERSON | NORTH | 2024-10-16 | 5 | 5 | 5 | 5 | 5 | 5 | 5 | 5 | 5 | 5 | 5 | 5 | 5 | 5 | 5 | 5 | 5 | 5 | 5 | 5 | 5
MANDORLA SOLAR |  | MAND_SLR_UNIT1 | PV | SOLAR-O | OPER | CONV | MILAM | SOUTH | 2024-09-19 | 251.45 | 250.5 | 250.5 | 250.5 | 250.5 | 250.5 | 250.5 | 250.5 | 250.5 | 250.5 | 250.5 | 250.5 | 250.5 | 250.5 | 250.5 | 250.5 | 250.5 | 250.5 | 250.5 | 250.5 | 250.5
MARKUM SOLAR |  | MRKM_SLR_PV1 | PV | SOLAR-O | OPER | CONV | MCLENNAN | NORTH | 2025-09-09 | 161.5 | 161 | 161 | 161 | 161 | 161 | 161 | 161 | 161 | 161 | 161 | 161 | 161 | 161 | 161 | 161 | 161 | 161 | 161 | 161 | 161
MARLIN |  | MARLIN_MARLIN | PV | SOLAR-O | OPER | CONV-SODG | FALLS | NORTH | 2017-11-27 | 5.3 | 5.3 | 5.3 | 5.3 | 5.3 | 5.3 | 5.3 | 5.3 | 5.3 | 5.3 | 5.3 | 5.3 | 5.3 | 5.3 | 5.3 | 5.3 | 5.3 | 5.3 | 5.3 | 5.3 | 5.3
MARS SOLAR (DG) |  | MARS_MARS | PV | SOLAR-O | OPER | CONV-SODG | WEBB | SOUTH | 2019-03-31 | 10 | 10 | 10 | 10 | 10 | 10 | 10 | 10 | 10 | 10 | 10 | 10 | 10 | 10 | 10 | 10 | 10 | 10 | 10 | 10 | 10
MCLEAN (SHAKES) SOLAR |  | MCLNSLR_UNIT1 | PV | SOLAR-O | OPER | CONV | DIMMIT | SOUTH | 2023-09-01 | 207.4 | 200 | 200 | 200 | 200 | 200 | 200 | 200 | 200 | 200 | 200 | 200 | 200 | 200 | 200 | 200 | 200 | 200 | 200 | 200 | 200
MERCURY SOLAR U1 |  | MERCURY_PV1 | PV | SOLAR-O | OPER | CONV | HILL | NORTH | 2025-06-26 | 203.5 | 200 | 200 | 200 | 200 | 200 | 200 | 200 | 200 | 200 | 200 | 200 | 200 | 200 | 200 | 200 | 200 | 200 | 200 | 200 | 200
MERCURY SOLAR U2 |  | MERCURY_PV2 | PV | SOLAR-O | OPER | CONV | HILL | NORTH | 2025-06-26 | 203.5 | 200 | 200 | 200 | 200 | 200 | 200 | 200 | 200 | 200 | 200 | 200 | 200 | 200 | 200 | 200 | 200 | 200 | 200 | 200 | 200
MEXIA_MEXIA |  | MEXIA_MEXIA | PV | SOLAR-O | OPER | CONV-SODG | LIMESTONE | NORTH | 2024-08-01 | 4 | 4 | 4 | 4 | 4 | 4 | 4 | 4 | 4 | 4 | 4 | 4 | 4 | 4 | 4 | 4 | 4 | 4 | 4 | 4 | 4
MEXIA1_MEXIA1 |  | MEXIA1_MEXIA1 | PV | SOLAR-O | OPER | CONV-SODG | LIMESTONE | NORTH | 2024-10-23 | 4 | 4 | 4 | 4 | 4 | 4 | 4 | 4 | 4 | 4 | 4 | 4 | 4 | 4 | 4 | 4 | 4 | 4 | 4 | 4 | 4
MEXIA2_MEXIA2 |  | MEXIA2_MEXIA2 | PV | SOLAR-O | OPER | CONV-SODG | LIMESTONE | NORTH | 2024-10-23 | 4 | 4 | 4 | 4 | 4 | 4 | 4 | 4 | 4 | 4 | 4 | 4 | 4 | 4 | 4 | 4 | 4 | 4 | 4 | 4 | 4
MILLERS BRANCH SOLAR U1 |  | MLB_SLR_SOLAR1 | PV | SOLAR-W | OPER | CONV | HASKELL | WEST | 2026-01-27 | 201.5 | 200 | 200 | 200 | 200 | 200 | 200 | 200 | 200 | 200 | 200 | 200 | 200 | 200 | 200 | 200 | 200 | 200 | 200 | 200 | 200
MISAE SOLAR U1 |  | MISAE_UNIT1 | PV | SOLAR-W | OPER | CONV | CHILDRESS | PANHANDLE | 2021-12-20 | 121.4 | 121.4 | 121.4 | 121.4 | 121.4 | 121.4 | 121.4 | 121.4 | 121.4 | 121.4 | 121.4 | 121.4 | 121.4 | 121.4 | 121.4 | 121.4 | 121.4 | 121.4 | 121.4 | 121.4 | 121.4
MISAE SOLAR U2 |  | MISAE_UNIT2 | PV | SOLAR-W | OPER | CONV | CHILDRESS | PANHANDLE | 2021-12-20 | 118.6 | 118.6 | 118.6 | 118.6 | 118.6 | 118.6 | 118.6 | 118.6 | 118.6 | 118.6 | 118.6 | 118.6 | 118.6 | 118.6 | 118.6 | 118.6 | 118.6 | 118.6 | 118.6 | 118.6 | 118.6
MLKF1_MALAKOFF1 |  | MLKF1_MALAKOFF1 | PV | SOLAR-O | OPER | CONV-SODG | HENDERSON | NORTH | 2024-10-23 | 5 | 5 | 5 | 5 | 5 | 5 | 5 | 5 | 5 | 5 | 5 | 5 | 5 | 5 | 5 | 5 | 5 | 5 | 5 | 5 | 5
MLKF2_MALAKOFF2 |  | MLKF2_MALAKOFF2 | PV | SOLAR-O | OPER | CONV-SODG | HENDERSON | NORTH | 2024-10-23 | 5 | 5 | 5 | 5 | 5 | 5 | 5 | 5 | 5 | 5 | 5 | 5 | 5 | 5 | 5 | 5 | 5 | 5 | 5 | 5 | 5
MORROW LAKE SOLAR |  | MROW_SLR_SOLAR1 | PV | SOLAR-O | OPER | CONV | FRIO | SOUTH | 2025-12-31 | 202.2 | 200 | 200 | 200 | 200 | 200 | 200 | 200 | 200 | 200 | 200 | 200 | 200 | 200 | 200 | 200 | 200 | 200 | 200 | 200 | 200
MUSTANG CREEK SOLAR U1 |  | MUSTNGCK_SOLAR1 | PV | SOLAR-O | OPER | CONV | JACKSON | SOUTH | 2023-10-09 | 61 | 60 | 60 | 60 | 60 | 60 | 60 | 60 | 60 | 60 | 60 | 60 | 60 | 60 | 60 | 60 | 60 | 60 | 60 | 60 | 60
MUSTANG CREEK SOLAR U2 |  | MUSTNGCK_SOLAR2 | PV | SOLAR-O | OPER | CONV | JACKSON | SOUTH | 2023-10-09 | 91.25 | 90 | 90 | 90 | 90 | 90 | 90 | 90 | 90 | 90 | 90 | 90 | 90 | 90 | 90 | 90 | 90 | 90 | 90 | 90 | 90
NEBULA SOLAR (RAYOS DEL SOL) U1 |  | NEBULA_UNIT1 | PV | SOLAR-O | OPER | CONV | CAMERON | COASTAL | 2022-10-25 | 137.5 | 137.5 | 137.5 | 137.5 | 137.5 | 137.5 | 137.5 | 137.5 | 137.5 | 137.5 | 137.5 | 137.5 | 137.5 | 137.5 | 137.5 | 137.5 | 137.5 | 137.5 | 137.5 | 137.5 | 137.5
NOBLE SOLAR U1 |  | NOBLESLR_SOLAR1 | PV | SOLAR-O | OPER | CONV | DENTON | NORTH | 2022-09-19 | 148.8 | 146.7 | 146.7 | 146.7 | 146.7 | 146.7 | 146.7 | 146.7 | 146.7 | 146.7 | 146.7 | 146.7 | 146.7 | 146.7 | 146.7 | 146.7 | 146.7 | 146.7 | 146.7 | 146.7 | 146.7
NOBLE SOLAR U2 |  | NOBLESLR_SOLAR2 | PV | SOLAR-O | OPER | CONV | DENTON | NORTH | 2022-09-19 | 130.2 | 128.3 | 128.3 | 128.3 | 128.3 | 128.3 | 128.3 | 128.3 | 128.3 | 128.3 | 128.3 | 128.3 | 128.3 | 128.3 | 128.3 | 128.3 | 128.3 | 128.3 | 128.3 | 128.3 | 128.3
NORTH GAINESVILLE |  | NGNSVL_NGAINESV | PV | SOLAR-O | OPER | CONV-SODG | COOKE | NORTH | 2017-12-15 | 5.2 | 5.2 | 5.2 | 5.2 | 5.2 | 5.2 | 5.2 | 5.2 | 5.2 | 5.2 | 5.2 | 5.2 | 5.2 | 5.2 | 5.2 | 5.2 | 5.2 | 5.2 | 5.2 | 5.2 | 5.2
OBERON SOLAR |  | OBERON_UNIT_1 | PV | SOLAR-FW | OPER | CONV | ECTOR | WEST | 2020-07-13 | 180 | 180 | 180 | 180 | 180 | 180 | 180 | 180 | 180 | 180 | 180 | 180 | 180 | 180 | 180 | 180 | 180 | 180 | 180 | 180 | 180
OCI ALAMO 1 SOLAR |  | OCI_ALM1_UNIT1 | PV | SOLAR-O | OPER | CONV | BEXAR | SOUTH | 2013-12-13 | 39.18 | 39.2 | 39.2 | 39.2 | 39.2 | 39.2 | 39.2 | 39.2 | 39.2 | 39.2 | 39.2 | 39.2 | 39.2 | 39.2 | 39.2 | 39.2 | 39.2 | 39.2 | 39.2 | 39.2 | 39.2
OCI ALAMO 2 SOLAR-ST. HEDWIG |  | STHWG_UNIT1 | PV | SOLAR-O | OPER | CONV-SODG | BEXAR | SOUTH | 2014-01-20 | 4.4 | 4.4 | 4.4 | 4.4 | 4.4 | 4.4 | 4.4 | 4.4 | 4.4 | 4.4 | 4.4 | 4.4 | 4.4 | 4.4 | 4.4 | 4.4 | 4.4 | 4.4 | 4.4 | 4.4 | 4.4
OCI ALAMO 3-WALZEM SOLAR |  | WALZM_UNIT1 | PV | SOLAR-O | OPER | CONV-SODG | BEXAR | SOUTH | 2014-10-01 | 5.5 | 5.5 | 5.5 | 5.5 | 5.5 | 5.5 | 5.5 | 5.5 | 5.5 | 5.5 | 5.5 | 5.5 | 5.5 | 5.5 | 5.5 | 5.5 | 5.5 | 5.5 | 5.5 | 5.5 | 5.5
OCI ALAMO 4 SOLAR-BRACKETVILLE |  | ECLIPSE_UNIT1 | PV | SOLAR-O | OPER | CONV | KINNEY | SOUTH | 2014-08-28 | 37.62 | 37.6 | 37.6 | 37.6 | 37.6 | 37.6 | 37.6 | 37.6 | 37.6 | 37.6 | 37.6 | 37.6 | 37.6 | 37.6 | 37.6 | 37.6 | 37.6 | 37.6 | 37.6 | 37.6 | 37.6
OCI ALAMO 5 (DOWNIE RANCH) |  | HELIOS_UNIT1 | PV | SOLAR-O | OPER | CONV | UVALDE | SOUTH | 2015-12-22 | 100 | 100 | 100 | 100 | 100 | 100 | 100 | 100 | 100 | 100 | 100 | 100 | 100 | 100 | 100 | 100 | 100 | 100 | 100 | 100 | 100
OCI ALAMO 6 (SIRIUS/WEST TEXAS) |  | SIRIUS_UNIT1 | PV | SOLAR-FW | OPER | CONV | PECOS | WEST | 2016-06-06 | 110.2 | 110.2 | 110.2 | 110.2 | 110.2 | 110.2 | 110.2 | 110.2 | 110.2 | 110.2 | 110.2 | 110.2 | 110.2 | 110.2 | 110.2 | 110.2 | 110.2 | 110.2 | 110.2 | 110.2 | 110.2
OCI ALAMO 7 (PAINT CREEK) |  | SOLARA_UNIT1 | PV | SOLAR-W | OPER | CONV | HASKELL | WEST | 2016-07-29 | 112 | 112 | 112 | 112 | 112 | 112 | 112 | 112 | 112 | 112 | 112 | 112 | 112 | 112 | 112 | 112 | 112 | 112 | 112 | 112 | 112
ORANGE GROVE SOLAR |  | OGS_SLR_UNIT1 | PV | SOLAR-O | OPER | CONV | JIM WELLS | SOUTH | 2025-06-18 | 130.6 | 130 | 130 | 130 | 130 | 130 | 130 | 130 | 130 | 130 | 130 | 130 | 130 | 130 | 130 | 130 | 130 | 130 | 130 | 130 | 130
ORIANA SOLAR |  | ORIANA_UNIT1 | PV | SOLAR-O | OPER | CONV | VICTORIA | SOUTH | 2026-01-21 | 180.67 | 180.1 | 180.1 | 180.1 | 180.1 | 180.1 | 180.1 | 180.1 | 180.1 | 180.1 | 180.1 | 180.1 | 180.1 | 180.1 | 180.1 | 180.1 | 180.1 | 180.1 | 180.1 | 180.1 | 180.1
OUTPOST SOLAR U1 |  | OUTP_SLR_UNIT1 | PV | SOLAR-O | OPER | CONV | WEBB | SOUTH | 2025-08-20 | 257.95 | 257 | 257 | 257 | 257 | 257 | 257 | 257 | 257 | 257 | 257 | 257 | 257 | 257 | 257 | 257 | 257 | 257 | 257 | 257 | 257
OUTPOST SOLAR U2 |  | OUTP_SLR_UNIT2 | PV | SOLAR-O | OPER | CONV | WEBB | SOUTH | 2025-08-20 | 259.11 | 258.2 | 258.2 | 258.2 | 258.2 | 258.2 | 258.2 | 258.2 | 258.2 | 258.2 | 258.2 | 258.2 | 258.2 | 258.2 | 258.2 | 258.2 | 258.2 | 258.2 | 258.2 | 258.2 | 258.2
PARLIAMENT SOLAR U1 |  | PAR_UNIT1 | PV | SOLAR-O | OPER | CONV | WALLER | HOUSTON | 2025-11-26 | 243.2 | 242.7 | 242.7 | 242.7 | 242.7 | 242.7 | 242.7 | 242.7 | 242.7 | 242.7 | 242.7 | 242.7 | 242.7 | 242.7 | 242.7 | 242.7 | 242.7 | 242.7 | 242.7 | 242.7 | 242.7
PARLIAMENT SOLAR U2 |  | PAR_UNIT2 | PV | SOLAR-O | OPER | CONV | WALLER | HOUSTON | 2025-11-26 | 240.2 | 239.4 | 239.4 | 239.4 | 239.4 | 239.4 | 239.4 | 239.4 | 239.4 | 239.4 | 239.4 | 239.4 | 239.4 | 239.4 | 239.4 | 239.4 | 239.4 | 239.4 | 239.4 | 239.4 | 239.4
PEGASUS_PEGASUS |  | PEGASUS_PEGASUS | PV | SOLAR-FW | OPER | CONV-SODG | UPTON | WEST | 2024-07-17 | 10 | 10 | 10 | 10 | 10 | 10 | 10 | 10 | 10 | 10 | 10 | 10 | 10 | 10 | 10 | 10 | 10 | 10 | 10 | 10 | 10
PEREGRINE SOLAR U1 |  | PERE_SLR_UNIT1 | PV | SOLAR-O | OPER | CONV | GOLIAD | SOUTH | 2025-08-05 | 152.83 | 152.2 | 152.2 | 152.2 | 152.2 | 152.2 | 152.2 | 152.2 | 152.2 | 152.2 | 152.2 | 152.2 | 152.2 | 152.2 | 152.2 | 152.2 | 152.2 | 152.2 | 152.2 | 152.2 | 152.2
PEREGRINE SOLAR U2 |  | PERE_SLR_UNIT2 | PV | SOLAR-O | OPER | CONV | GOLIAD | SOUTH | 2025-08-05 | 148.28 | 147.7 | 147.7 | 147.7 | 147.7 | 147.7 | 147.7 | 147.7 | 147.7 | 147.7 | 147.7 | 147.7 | 147.7 | 147.7 | 147.7 | 147.7 | 147.7 | 147.7 | 147.7 | 147.7 | 147.7
PHOEBE SOLAR 1 |  | PHOEBE_UNIT1 | PV | SOLAR-FW | OPER | CONV | WINKLER | WEST | 2019-11-26 | 125.14 | 125.1 | 125.1 | 125.1 | 125.1 | 125.1 | 125.1 | 125.1 | 125.1 | 125.1 | 125.1 | 125.1 | 125.1 | 125.1 | 125.1 | 125.1 | 125.1 | 125.1 | 125.1 | 125.1 | 125.1
PHOEBE SOLAR 2 |  | PHOEBE_UNIT2 | PV | SOLAR-FW | OPER | CONV | WINKLER | WEST | 2019-11-26 | 128.05 | 128.1 | 128.1 | 128.1 | 128.1 | 128.1 | 128.1 | 128.1 | 128.1 | 128.1 | 128.1 | 128.1 | 128.1 | 128.1 | 128.1 | 128.1 | 128.1 | 128.1 | 128.1 | 128.1 | 128.1
PHOENIX SOLAR |  | PHOENIX_UNIT1 | PV | SOLAR-O | OPER | CONV | FANNIN | NORTH | 2021-09-01 | 83.9 | 83.9 | 83.9 | 83.9 | 83.9 | 83.9 | 83.9 | 83.9 | 83.9 | 83.9 | 83.9 | 83.9 | 83.9 | 83.9 | 83.9 | 83.9 | 83.9 | 83.9 | 83.9 | 83.9 | 83.9
PISGAH RIDGE SOLAR U1 |  | PISGAH_SOLAR1 | PV | SOLAR-O | OPER | CONV | NAVARRO | NORTH | 2024-04-17 | 189.4 | 186.5 | 186.5 | 186.5 | 186.5 | 186.5 | 186.5 | 186.5 | 186.5 | 186.5 | 186.5 | 186.5 | 186.5 | 186.5 | 186.5 | 186.5 | 186.5 | 186.5 | 186.5 | 186.5 | 186.5
PISGAH RIDGE SOLAR U2 |  | PISGAH_SOLAR2 | PV | SOLAR-O | OPER | CONV | NAVARRO | NORTH | 2024-04-17 | 64.4 | 63.5 | 63.5 | 63.5 | 63.5 | 63.5 | 63.5 | 63.5 | 63.5 | 63.5 | 63.5 | 63.5 | 63.5 | 63.5 | 63.5 | 63.5 | 63.5 | 63.5 | 63.5 | 63.5 | 63.5
PITTS DUDIK SOLAR U1 |  | PITTSDDK_UNIT1 | PV | SOLAR-O | OPER | CONV | HILL | NORTH | 2023-11-03 | 49.6 | 49.6 | 49.6 | 49.6 | 49.6 | 49.6 | 49.6 | 49.6 | 49.6 | 49.6 | 49.6 | 49.6 | 49.6 | 49.6 | 49.6 | 49.6 | 49.6 | 49.6 | 49.6 | 49.6 | 49.6
PLAINVIEW SOLAR (RAMSEY SOLAR) U1 |  | PLN_UNIT1 | PV | SOLAR-O | OPER | CONV | WHARTON | SOUTH | 2025-07-22 | 270 | 257 | 257 | 257 | 257 | 257 | 257 | 257 | 257 | 257 | 257 | 257 | 257 | 257 | 257 | 257 | 257 | 257 | 257 | 257 | 257
PLAINVIEW SOLAR (RAMSEY SOLAR) U2 |  | PLN_UNIT2 | PV | SOLAR-O | OPER | CONV | WHARTON | SOUTH | 2025-07-22 | 270 | 257 | 257 | 257 | 257 | 257 | 257 | 257 | 257 | 257 | 257 | 257 | 257 | 257 | 257 | 257 | 257 | 257 | 257 | 257 | 257
PORTER SOLAR U1 |  | PORT_SLR_UNIT1 | PV | SOLAR-O | OPER | CONV | DENTON | NORTH | 2025-01-21 | 245.83 | 245 | 245 | 245 | 245 | 245 | 245 | 245 | 245 | 245 | 245 | 245 | 245 | 245 | 245 | 245 | 245 | 245 | 245 | 245 | 245
POWERFIN KINGSBERY |  | PFK_PFKPV | PV | SOLAR-O | OPER | CONV-SODG | TRAVIS | SOUTH | 2017-12-01 | 2.6 | 2.6 | 2.6 | 2.6 | 2.6 | 2.6 | 2.6 | 2.6 | 2.6 | 2.6 | 2.6 | 2.6 | 2.6 | 2.6 | 2.6 | 2.6 | 2.6 | 2.6 | 2.6 | 2.6 | 2.6
PROSPERO SOLAR 1 U1 |  | PROSPERO_UNIT1 | PV | SOLAR-FW | OPER | CONV | ANDREWS | WEST | 2020-06-30 | 153.6 | 153.6 | 153.6 | 153.6 | 153.6 | 153.6 | 153.6 | 153.6 | 153.6 | 153.6 | 153.6 | 153.6 | 153.6 | 153.6 | 153.6 | 153.6 | 153.6 | 153.6 | 153.6 | 153.6 | 153.6
PROSPERO SOLAR 1 U2 |  | PROSPERO_UNIT2 | PV | SOLAR-FW | OPER | CONV | ANDREWS | WEST | 2020-06-30 | 150 | 150 | 150 | 150 | 150 | 150 | 150 | 150 | 150 | 150 | 150 | 150 | 150 | 150 | 150 | 150 | 150 | 150 | 150 | 150 | 150
PROSPERO SOLAR 2 U1 |  | PRSPERO2_UNIT1 | PV | SOLAR-FW | OPER | CONV | ANDREWS | WEST | 2021-09-23 | 126.5 | 126.5 | 126.5 | 126.5 | 126.5 | 126.5 | 126.5 | 126.5 | 126.5 | 126.5 | 126.5 | 126.5 | 126.5 | 126.5 | 126.5 | 126.5 | 126.5 | 126.5 | 126.5 | 126.5 | 126.5
PROSPERO SOLAR 2 U2 |  | PRSPERO2_UNIT2 | PV | SOLAR-FW | OPER | CONV | ANDREWS | WEST | 2021-09-23 | 126.4 | 126.4 | 126.4 | 126.4 | 126.4 | 126.4 | 126.4 | 126.4 | 126.4 | 126.4 | 126.4 | 126.4 | 126.4 | 126.4 | 126.4 | 126.4 | 126.4 | 126.4 | 126.4 | 126.4 | 126.4
QUEEN SOLAR U1 |  | QUEEN_SL_SOLAR1 | PV | SOLAR-FW | OPER | CONV | UPTON | WEST | 2020-05-04 | 102.5 | 102.5 | 102.5 | 102.5 | 102.5 | 102.5 | 102.5 | 102.5 | 102.5 | 102.5 | 102.5 | 102.5 | 102.5 | 102.5 | 102.5 | 102.5 | 102.5 | 102.5 | 102.5 | 102.5 | 102.5
QUEEN SOLAR U2 |  | QUEEN_SL_SOLAR2 | PV | SOLAR-FW | OPER | CONV | UPTON | WEST | 2020-05-04 | 102.5 | 102.5 | 102.5 | 102.5 | 102.5 | 102.5 | 102.5 | 102.5 | 102.5 | 102.5 | 102.5 | 102.5 | 102.5 | 102.5 | 102.5 | 102.5 | 102.5 | 102.5 | 102.5 | 102.5 | 102.5
QUEEN SOLAR U3 |  | QUEEN_SL_SOLAR3 | PV | SOLAR-FW | OPER | CONV | UPTON | WEST | 2020-08-28 | 97.5 | 97.5 | 97.5 | 97.5 | 97.5 | 97.5 | 97.5 | 97.5 | 97.5 | 97.5 | 97.5 | 97.5 | 97.5 | 97.5 | 97.5 | 97.5 | 97.5 | 97.5 | 97.5 | 97.5 | 97.5
QUEEN SOLAR U4 |  | QUEEN_SL_SOLAR4 | PV | SOLAR-FW | OPER | CONV | UPTON | WEST | 2020-08-28 | 107.5 | 107.5 | 107.5 | 107.5 | 107.5 | 107.5 | 107.5 | 107.5 | 107.5 | 107.5 | 107.5 | 107.5 | 107.5 | 107.5 | 107.5 | 107.5 | 107.5 | 107.5 | 107.5 | 107.5 | 107.5
RADIAN SOLAR U1 |  | RADN_SLR_UNIT1 | PV | SOLAR-O | OPER | CONV | BROWN | NORTH | 2023-05-16 | 161.41 | 158.9 | 158.9 | 158.9 | 158.9 | 158.9 | 158.9 | 158.9 | 158.9 | 158.9 | 158.9 | 158.9 | 158.9 | 158.9 | 158.9 | 158.9 | 158.9 | 158.9 | 158.9 | 158.9 | 158.9
RADIAN SOLAR U2 |  | RADN_SLR_UNIT2 | PV | SOLAR-O | OPER | CONV | BROWN | NORTH | 2023-05-16 | 166.02 | 162.9 | 162.9 | 162.9 | 162.9 | 162.9 | 162.9 | 162.9 | 162.9 | 162.9 | 162.9 | 162.9 | 162.9 | 162.9 | 162.9 | 162.9 | 162.9 | 162.9 | 162.9 | 162.9 | 162.9
RAMBLER SOLAR |  | RAMBLER_UNIT1 | PV | SOLAR-W | OPER | CONV | TOM GREEN | WEST | 2020-10-01 | 211.19 | 200 | 200 | 200 | 200 | 200 | 200 | 200 | 200 | 200 | 200 | 200 | 200 | 200 | 200 | 200 | 200 | 200 | 200 | 200 | 200
RATLIFF SOLAR (CONCHO VALLEY SOLAR) |  | RATLIFF_SOLAR1 | PV | SOLAR-W | OPER | CONV | TOM GREEN | WEST | 2023-05-25 | 162.43 | 159.8 | 159.8 | 159.8 | 159.8 | 159.8 | 159.8 | 159.8 | 159.8 | 159.8 | 159.8 | 159.8 | 159.8 | 159.8 | 159.8 | 159.8 | 159.8 | 159.8 | 159.8 | 159.8 | 159.8
RE ROSEROCK SOLAR 1 |  | REROCK_UNIT1 | PV | SOLAR-FW | OPER | CONV | PECOS | WEST | 2016-06-13 | 78.75 | 78.8 | 78.8 | 78.8 | 78.8 | 78.8 | 78.8 | 78.8 | 78.8 | 78.8 | 78.8 | 78.8 | 78.8 | 78.8 | 78.8 | 78.8 | 78.8 | 78.8 | 78.8 | 78.8 | 78.8
RE ROSEROCK SOLAR 2 |  | REROCK_UNIT2 | PV | SOLAR-FW | OPER | CONV | PECOS | WEST | 2016-06-13 | 78.75 | 78.8 | 78.8 | 78.8 | 78.8 | 78.8 | 78.8 | 78.8 | 78.8 | 78.8 | 78.8 | 78.8 | 78.8 | 78.8 | 78.8 | 78.8 | 78.8 | 78.8 | 78.8 | 78.8 | 78.8
REDBARN SOLAR 1 (RE MAPLEWOOD 2A SOLAR) |  | REDBARN_UNIT_1 | PV | SOLAR-FW | OPER | CONV | PECOS | WEST | 2021-10-11 | 222 | 222 | 222 | 222 | 222 | 222 | 222 | 222 | 222 | 222 | 222 | 222 | 222 | 222 | 222 | 222 | 222 | 222 | 222 | 222 | 222
REDBARN SOLAR 2 (RE MAPLEWOOD 2B SOLAR) |  | REDBARN_UNIT_2 | PV | SOLAR-FW | OPER | CONV | PECOS | WEST | 2021-10-11 | 28 | 28 | 28 | 28 | 28 | 28 | 28 | 28 | 28 | 28 | 28 | 28 | 28 | 28 | 28 | 28 | 28 | 28 | 28 | 28 | 28
RENEWABLE ENERGY ALTERNATIVES-CCS1 |  | COSERVSS_CSS1 | PV | SOLAR-O | OPER | CONV-SODG | DENTON | NORTH | 2015-05-20 | 2 | 2 | 2 | 2 | 2 | 2 | 2 | 2 | 2 | 2 | 2 | 2 | 2 | 2 | 2 | 2 | 2 | 2 | 2 | 2 | 2
RETAMADG |  | DP24X001_RETAMADG | PV | SOLAR-O | OPER | CONV-SODG | DIMMIT | SOUTH | 2025-12-27 | 1.8 | 1.8 | 1.8 | 1.8 | 1.8 | 1.8 | 1.8 | 1.8 | 1.8 | 1.8 | 1.8 | 1.8 | 1.8 | 1.8 | 1.8 | 1.8 | 1.8 | 1.8 | 1.8 | 1.8 | 1.8
RIGGINS (SE BUCKTHORN WESTEX SOLAR) |  | RIGGINS_UNIT1 | PV | SOLAR-FW | OPER | CONV | PECOS | WEST | 2018-06-15 | 155.44 | 150 | 150 | 150 | 150 | 150 | 150 | 150 | 150 | 150 | 150 | 150 | 150 | 150 | 150 | 150 | 150 | 150 | 150 | 150 | 150
RIPPEY SOLAR |  | RIPPEY_UNIT1 | PV | SOLAR-O | OPER | CONV | COOKE | NORTH | 2020-12-30 | 59.8 | 59.8 | 59.8 | 59.8 | 59.8 | 59.8 | 59.8 | 59.8 | 59.8 | 59.8 | 59.8 | 59.8 | 59.8 | 59.8 | 59.8 | 59.8 | 59.8 | 59.8 | 59.8 | 59.8 | 59.8
ROWLAND SOLAR I |  | ROW_UNIT1 | PV | SOLAR-O | OPER | CONV | FORT BEND | HOUSTON | 2023-07-10 | 101.7 | 100 | 100 | 100 | 100 | 100 | 100 | 100 | 100 | 100 | 100 | 100 | 100 | 100 | 100 | 100 | 100 | 100 | 100 | 100 | 100
ROWLAND SOLAR II |  | ROW_UNIT2 | PV | SOLAR-O | OPER | CONV | FORT BEND | HOUSTON | 2024-06-28 | 200.7 | 200 | 200 | 200 | 200 | 200 | 200 | 200 | 200 | 200 | 200 | 200 | 200 | 200 | 200 | 200 | 200 | 200 | 200 | 200 | 200
SIGNAL SOLAR |  | SIG_SLR_UNIT1 | PV | SOLAR-O | OPER | CONV | HUNT | NORTH | 2025-07-31 | 51.6 | 50 | 50 | 50 | 50 | 50 | 50 | 50 | 50 | 50 | 50 | 50 | 50 | 50 | 50 | 50 | 50 | 50 | 50 | 50 | 50
SOLAIREHOLMAN 1 |  | LASSO_UNIT1 | PV | SOLAR-FW | OPER | CONV | BREWSTER | WEST | 2018-05-24 | 50 | 50 | 50 | 50 | 50 | 50 | 50 | 50 | 50 | 50 | 50 | 50 | 50 | 50 | 50 | 50 | 50 | 50 | 50 | 50 | 50
SPARTA SOLAR U1 |  | SPARTA_UNIT1 | PV | SOLAR-O | OPER | CONV | BEE | SOUTH | 2023-10-16 | 147.5 | 146 | 146 | 146 | 146 | 146 | 146 | 146 | 146 | 146 | 146 | 146 | 146 | 146 | 146 | 146 | 146 | 146 | 146 | 146 | 146
SPARTA SOLAR U2 |  | SPARTA_UNIT2 | PV | SOLAR-O | OPER | CONV | BEE | SOUTH | 2023-10-16 | 104.9 | 104 | 104 | 104 | 104 | 104 | 104 | 104 | 104 | 104 | 104 | 104 | 104 | 104 | 104 | 104 | 104 | 104 | 104 | 104 | 104
SP-TX-12-PHASE B |  | SPTX12B_UNIT1 | PV | SOLAR-FW | OPER | CONV | UPTON | WEST | 2017-08-25 | 157.5 | 157.5 | 157.5 | 157.5 | 157.5 | 157.5 | 157.5 | 157.5 | 157.5 | 157.5 | 157.5 | 157.5 | 157.5 | 157.5 | 157.5 | 157.5 | 157.5 | 157.5 | 157.5 | 157.5 | 157.5
STAMPEDE SOLAR U1 |  | STAM_SLR_SOLAR1 | PV | SOLAR-O | OPER | CONV | HOPKINS | NORTH | 2025-11-20 | 77.75 | 77 | 77 | 77 | 77 | 77 | 77 | 77 | 77 | 77 | 77 | 77 | 77 | 77 | 77 | 77 | 77 | 77 | 77 | 77 | 77
STAMPEDE SOLAR U2 |  | STAM_SLR_SOLAR2 | PV | SOLAR-O | OPER | CONV | HOPKINS | NORTH | 2025-11-20 | 178.55 | 178 | 178 | 178 | 178 | 178 | 178 | 178 | 178 | 178 | 178 | 178 | 178 | 178 | 178 | 178 | 178 | 178 | 178 | 178 | 178
STERLING |  | STRLING_STRLING | PV | SOLAR-O | OPER | CONV-SODG | HUNT | NORTH | 2018-12-13 | 10 | 10 | 10 | 10 | 10 | 10 | 10 | 10 | 10 | 10 | 10 | 10 | 10 | 10 | 10 | 10 | 10 | 10 | 10 | 10 | 10
STILLHOUSE SOLAR |  | STLHS_SL_PV1 | PV | SOLAR-O | OPER | CONV | BELL | NORTH | 2025-11-04 | 210.8 | 210 | 210 | 210 | 210 | 210 | 210 | 210 | 210 | 210 | 210 | 210 | 210 | 210 | 210 | 210 | 210 | 210 | 210 | 210 | 210
STRATEGIC SOLAR 1 |  | STRATEGC_UNIT1 | PV | SOLAR-O | OPER | CONV | ELLIS | NORTH | 2022-12-29 | 135 | 135 | 135 | 135 | 135 | 135 | 118.3 | 118.3 | 118.3 | 118.3 | 118.3 | 135 | 135 | 135 | 135 | 135 | 127.1 | 127.1 | 127.1 | 127.1 | 127.1
SUN VALLEY U1 |  | SUNVASLR_UNIT1 | PV | SOLAR-O | OPER | CONV | HILL | NORTH | 2024-04-19 | 165.75 | 165.8 | 165.8 | 165.8 | 165.8 | 165.8 | 165.8 | 165.8 | 165.8 | 165.8 | 165.8 | 165.8 | 165.8 | 165.8 | 165.8 | 165.8 | 165.8 | 165.8 | 165.8 | 165.8 | 165.8
SUN VALLEY U2 |  | SUNVASLR_UNIT2 | PV | SOLAR-O | OPER | CONV | HILL | NORTH | 2024-04-19 | 86.19 | 86.2 | 86.2 | 86.2 | 86.2 | 86.2 | 86.2 | 86.2 | 86.2 | 86.2 | 86.2 | 86.2 | 86.2 | 86.2 | 86.2 | 86.2 | 86.2 | 86.2 | 86.2 | 86.2 | 86.2
SUNEDISON CPS3 SOMERSET 1 SOLAR |  | SOME1_1UNIT | PV | SOLAR-O | OPER | CONV-SODG | BEXAR | SOUTH | 2012-04-01 | 5.6 | 5.6 | 5.6 | 5.6 | 5.6 | 5.6 | 5.6 | 5.6 | 5.6 | 5.6 | 5.6 | 5.6 | 5.6 | 5.6 | 5.6 | 5.6 | 5.6 | 5.6 | 5.6 | 5.6 | 5.6
SUNEDISON RABEL ROAD SOLAR |  | VALL1_1UNIT | PV | SOLAR-O | OPER | CONV-SODG | BEXAR | SOUTH | 2012-02-15 | 9.9 | 9.9 | 9.9 | 9.9 | 9.9 | 9.9 | 9.9 | 9.9 | 9.9 | 9.9 | 9.9 | 9.9 | 9.9 | 9.9 | 9.9 | 9.9 | 9.9 | 9.9 | 9.9 | 9.9 | 9.9
SUNEDISON SOMERSET 2 SOLAR |  | SOME2_1UNIT | PV | SOLAR-O | OPER | CONV-SODG | BEXAR | SOUTH | 2012-04-01 | 5.2 | 5 | 5 | 5 | 5 | 5 | 5 | 5 | 5 | 5 | 5 | 5 | 5 | 5 | 5 | 5 | 5 | 5 | 5 | 5 | 5
SUNEDISON VALLEY ROAD SOLAR |  | VALL2_1UNIT | PV | SOLAR-O | OPER | CONV-SODG | BEXAR | SOUTH | 2012-02-15 | 9.9 | 9.9 | 9.9 | 9.9 | 9.9 | 9.9 | 9.9 | 9.9 | 9.9 | 9.9 | 9.9 | 9.9 | 9.9 | 9.9 | 9.9 | 9.9 | 9.9 | 9.9 | 9.9 | 9.9 | 9.9
SUNRAY |  | SUN_SLR_UNIT_1 | PV | SOLAR-O | OPER | CONV | UVALDE | SOUTH | 2024-08-20 | 203.5 | 200 | 200 | 200 | 200 | 200 | 200 | 200 | 200 | 200 | 200 | 200 | 200 | 200 | 200 | 200 | 200 | 200 | 200 | 200 | 200
TALCOWST_TALCO |  | TALCOWST_TALCO | PV | SOLAR-O | OPER | CONV-SODG | TITUS | NORTH | 2024-08-01 | 7.5 | 7.5 | 7.5 | 7.5 | 7.5 | 7.5 | 7.5 | 7.5 | 7.5 | 7.5 | 7.5 | 7.5 | 7.5 | 7.5 | 7.5 | 7.5 | 7.5 | 7.5 | 7.5 | 7.5 | 7.5
TAVENER U1 (FORT BEND SOLAR) |  | TAV_UNIT1 | PV | SOLAR-O | OPER | CONV | FORT BEND | HOUSTON | 2023-10-06 | 149.5 | 149.5 | 149.5 | 149.5 | 149.5 | 149.5 | 149.5 | 149.5 | 149.5 | 149.5 | 149.5 | 149.5 | 149.5 | 149.5 | 149.5 | 149.5 | 149.5 | 149.5 | 149.5 | 149.5 | 149.5
TAVENER U2 (FORT BEND SOLAR) |  | TAV_UNIT2 | PV | SOLAR-O | OPER | CONV | FORT BEND | HOUSTON | 2023-10-06 | 100.4 | 100.4 | 100.4 | 100.4 | 100.4 | 100.4 | 100.4 | 100.4 | 100.4 | 100.4 | 100.4 | 100.4 | 100.4 | 100.4 | 100.4 | 100.4 | 100.4 | 100.4 | 100.4 | 100.4 | 100.4
TAYGETE SOLAR 1 U1 |  | TAYGETE_UNIT1 | PV | SOLAR-FW | OPER | CONV | PECOS | WEST | 2021-06-14 | 125.9 | 125.9 | 125.9 | 125.9 | 125.9 | 125.9 | 125.9 | 125.9 | 125.9 | 125.9 | 125.9 | 125.9 | 125.9 | 125.9 | 125.9 | 125.9 | 125.9 | 125.9 | 125.9 | 125.9 | 125.9
TAYGETE SOLAR 1 U2 |  | TAYGETE_UNIT2 | PV | SOLAR-FW | OPER | CONV | PECOS | WEST | 2021-06-14 | 128.9 | 128.9 | 128.9 | 128.9 | 128.9 | 128.9 | 128.9 | 128.9 | 128.9 | 128.9 | 128.9 | 128.9 | 128.9 | 128.9 | 128.9 | 128.9 | 128.9 | 128.9 | 128.9 | 128.9 | 128.9
TAYGETE SOLAR 2 U1 |  | TAYGETE2_UNIT1 | PV | SOLAR-FW | OPER | CONV | PECOS | WEST | 2023-07-17 | 101.9 | 101.9 | 101.9 | 101.9 | 101.9 | 101.9 | 101.9 | 101.9 | 101.9 | 101.9 | 101.9 | 101.9 | 101.9 | 101.9 | 101.9 | 101.9 | 101.9 | 101.9 | 101.9 | 101.9 | 101.9
TAYGETE SOLAR 2 U2 |  | TAYGETE2_UNIT2 | PV | SOLAR-FW | OPER | CONV | PECOS | WEST | 2023-07-17 | 101.9 | 101.9 | 101.9 | 101.9 | 101.9 | 101.9 | 101.9 | 101.9 | 101.9 | 101.9 | 101.9 | 101.9 | 101.9 | 101.9 | 101.9 | 101.9 | 101.9 | 101.9 | 101.9 | 101.9 | 101.9
TEXAS SOLAR NOVA U1 |  | NOVA1SLR_UNIT1 | PV | SOLAR-W | OPER | CONV | KENT | WEST | 2024-04-30 | 126.81 | 126 | 126 | 126 | 126 | 126 | 126 | 126 | 126 | 126 | 126 | 126 | 126 | 126 | 126 | 126 | 126 | 126 | 126 | 126 | 126
TEXAS SOLAR NOVA U2 |  | NOVA1SLR_UNIT2 | PV | SOLAR-W | OPER | CONV | KENT | WEST | 2024-04-30 | 126.7 | 126 | 126 | 126 | 126 | 126 | 126 | 126 | 126 | 126 | 126 | 126 | 126 | 126 | 126 | 126 | 126 | 126 | 126 | 126 | 126
TEXAS SOLAR NOVA 2 U1 |  | NOVA2SLR_UNIT1 | PV | SOLAR-W | OPER | CONV | KENT | WEST | 2025-10-03 | 202.37 | 200 | 200 | 200 | 200 | 200 | 200 | 200 | 200 | 200 | 200 | 200 | 200 | 200 | 200 | 200 | 200 | 200 | 200 | 200 | 200
TIERRA BONITA SOLAR U1 |  | TRBT_SLR_PV1 | PV | SOLAR-FW | OPER | CONV | PECOS | WEST | 2024-12-31 | 150 | 149.6 | 149.6 | 149.6 | 149.6 | 149.6 | 149.6 | 149.6 | 149.6 | 149.6 | 149.6 | 149.6 | 149.6 | 149.6 | 149.6 | 149.6 | 149.6 | 149.6 | 149.6 | 149.6 | 149.6
TIERRA BONITA SOLAR U2 |  | TRBT_SLR_PV2 | PV | SOLAR-FW | OPER | CONV | PECOS | WEST | 2024-12-31 | 156.9 | 156.3 | 156.3 | 156.3 | 156.3 | 156.3 | 156.3 | 156.3 | 156.3 | 156.3 | 156.3 | 156.3 | 156.3 | 156.3 | 156.3 | 156.3 | 156.3 | 156.3 | 156.3 | 156.3 | 156.3
TITAN SOLAR (IP TITAN) U1 |  | TI_SOLAR_UNIT1 | PV | SOLAR-FW | OPER | CONV | CULBERSON | WEST | 2021-11-22 | 136.8 | 136.8 | 136.8 | 136.8 | 136.8 | 136.8 | 136.8 | 136.8 | 136.8 | 136.8 | 136.8 | 136.8 | 136.8 | 136.8 | 136.8 | 136.8 | 136.8 | 136.8 | 136.8 | 136.8 | 136.8
TITAN SOLAR (IP TITAN) U2 |  | TI_SOLAR_UNIT2 | PV | SOLAR-FW | OPER | CONV | CULBERSON | WEST | 2021-11-22 | 131.1 | 131.1 | 131.1 | 131.1 | 131.1 | 131.1 | 131.1 | 131.1 | 131.1 | 131.1 | 131.1 | 131.1 | 131.1 | 131.1 | 131.1 | 131.1 | 131.1 | 131.1 | 131.1 | 131.1 | 131.1
TPE ERATH SOLAR |  | ERATH_ERATH21 | PV | SOLAR-O | OPER | CONV-SODG | ERATH | NORTH | 2021-12-24 | 10 | 10 | 10 | 10 | 10 | 10 | 10 | 10 | 10 | 10 | 10 | 10 | 10 | 10 | 10 | 10 | 10 | 10 | 10 | 10 | 10
TRN_TRINITYBAY |  | TRN_TRINITYBAY | PV | SOLAR-O | OPER | CONV-SODG | CHAMBERS | HOUSTON | 2024-01-10 | 1.5 | 1.5 | 1.5 | 1.5 | 1.5 | 1.5 | 1.5 | 1.5 | 1.5 | 1.5 | 1.5 | 1.5 | 1.5 | 1.5 | 1.5 | 1.5 | 1.5 | 1.5 | 1.5 | 1.5 | 1.5
TRUE NORTH SOLAR U1 |  | TNS_SLR_UNIT1 | PV | SOLAR-O | OPER | CONV | FALLS | NORTH | 2024-12-20 | 119.35 | 118.8 | 118.8 | 118.8 | 118.8 | 118.8 | 118.8 | 118.8 | 118.8 | 118.8 | 118.8 | 118.8 | 118.8 | 118.8 | 118.8 | 118.8 | 118.8 | 118.8 | 118.8 | 118.8 | 118.8
TRUE NORTH SOLAR U2 |  | TNS_SLR_UNIT2 | PV | SOLAR-O | OPER | CONV | FALLS | NORTH | 2024-12-20 | 119.45 | 118.9 | 118.9 | 118.9 | 118.9 | 118.9 | 118.9 | 118.9 | 118.9 | 118.9 | 118.9 | 118.9 | 118.9 | 118.9 | 118.9 | 118.9 | 118.9 | 118.9 | 118.9 | 118.9 | 118.9
TYSON NICK SOLAR |  | TYSN_SLR_UNIT1 | PV | SOLAR-O | OPER | CONV | LAMAR | NORTH | 2025-10-06 | 90.5 | 90 | 90 | 90 | 90 | 90 | 90 | 90 | 90 | 90 | 90 | 90 | 90 | 90 | 90 | 90 | 90 | 90 | 90 | 90 | 90
VANCOURT SOLAR |  | VANCOURT_UNIT1 | PV | SOLAR-O | OPER | CONV | CAMERON | COASTAL | 2023-01-25 | 45.7 | 45.7 | 45.7 | 45.7 | 45.7 | 45.7 | 45.7 | 45.7 | 45.7 | 45.7 | 45.7 | 45.7 | 45.7 | 45.7 | 45.7 | 45.7 | 45.7 | 45.7 | 45.7 | 45.7 | 45.7
VISION SOLAR 1 |  | VISION_UNIT1 | PV | SOLAR-O | OPER | CONV | NAVARRO | NORTH | 2022-12-29 | 129.2 | 127 | 127 | 127 | 127 | 127 | 112.7 | 112.7 | 112.7 | 112.7 | 112.7 | 127 | 127 | 127 | 127 | 127 | 120.7 | 120.7 | 120.7 | 120.7 | 120.7
WAGYU SOLAR |  | WGU_UNIT1 | PV | SOLAR-O | OPER | CONV | BRAZORIA | COASTAL | 2021-10-04 | 120 | 120 | 120 | 120 | 120 | 120 | 120 | 120 | 120 | 120 | 120 | 120 | 120 | 120 | 120 | 120 | 120 | 120 | 120 | 120 | 120
WALNUT SPRINGS |  | WLNTSPRG_1UNIT | PV | SOLAR-O | OPER | CONV-SODG | BOSQUE | NORTH | 2016-07-31 | 10 | 10 | 10 | 10 | 10 | 10 | 10 | 10 | 10 | 10 | 10 | 10 | 10 | 10 | 10 | 10 | 10 | 10 | 10 | 10 | 10
WAYMARK SOLAR |  | WAYMARK_UNIT1 | PV | SOLAR-FW | OPER | CONV | UPTON | WEST | 2018-12-20 | 182 | 182 | 182 | 182 | 182 | 182 | 182 | 182 | 182 | 182 | 182 | 182 | 182 | 182 | 182 | 182 | 182 | 182 | 182 | 182 | 182
WEBBERVILLE SOLAR |  | WEBBER_S_WSP1 | PV | SOLAR-O | OPER | CONV | TRAVIS | SOUTH | 2011-11-23 | 26.7 | 26.7 | 26.7 | 26.7 | 26.7 | 26.7 | 26.7 | 26.7 | 26.7 | 26.7 | 26.7 | 26.7 | 26.7 | 26.7 | 26.7 | 26.7 | 26.7 | 26.7 | 26.7 | 26.7 | 26.7
WEST MOORE II |  | WMOOREII_WMOOREII | PV | SOLAR-O | OPER | CONV-SODG | GRAYSON | NORTH | 2018-10-22 | 5 | 5 | 5 | 5 | 5 | 5 | 5 | 5 | 5 | 5 | 5 | 5 | 5 | 5 | 5 | 5 | 5 | 5 | 5 | 5 | 5
WEST OF PECOS SOLAR |  | W_PECOS_UNIT1 | PV | SOLAR-FW | OPER | CONV | REEVES | WEST | 2019-12-20 | 100 | 100 | 100 | 100 | 100 | 100 | 100 | 100 | 100 | 100 | 100 | 100 | 100 | 100 | 100 | 100 | 100 | 100 | 100 | 100 | 100
WESTORIA SOLAR U1 |  | WES_UNIT1 | PV | SOLAR-O | OPER | CONV | BRAZORIA | COASTAL | 2022-11-01 | 101.6 | 101.6 | 101.6 | 101.6 | 101.6 | 101.6 | 101.6 | 101.6 | 101.6 | 101.6 | 101.6 | 101.6 | 101.6 | 101.6 | 101.6 | 101.6 | 101.6 | 101.6 | 101.6 | 101.6 | 101.6
WESTORIA SOLAR U2 |  | WES_UNIT2 | PV | SOLAR-O | OPER | CONV | BRAZORIA | COASTAL | 2022-11-01 | 101.6 | 101.6 | 101.6 | 101.6 | 101.6 | 101.6 | 101.6 | 101.6 | 101.6 | 101.6 | 101.6 | 101.6 | 101.6 | 101.6 | 101.6 | 101.6 | 101.6 | 101.6 | 101.6 | 101.6 | 101.6
WHITESBORO |  | WBORO_WHTSBORO | PV | SOLAR-O | OPER | CONV-SODG | GRAYSON | NORTH | 2017-12-15 | 5 | 5 | 5 | 5 | 5 | 5 | 5 | 5 | 5 | 5 | 5 | 5 | 5 | 5 | 5 | 5 | 5 | 5 | 5 | 5 | 5
WHITESBORO II |  | WBOROII_WHBOROII | PV | SOLAR-O | OPER | CONV-SODG | GRAYSON | NORTH | 2017-12-15 | 5 | 5 | 5 | 5 | 5 | 5 | 5 | 5 | 5 | 5 | 5 | 5 | 5 | 5 | 5 | 5 | 5 | 5 | 5 | 5 | 5
WHITEWRIGHT |  | WHTRT_WHTRGHT | PV | SOLAR-O | OPER | CONV-SODG | FANNIN | NORTH | 2017-12-30 | 10 | 10 | 10 | 10 | 10 | 10 | 10 | 10 | 10 | 10 | 10 | 10 | 10 | 10 | 10 | 10 | 10 | 10 | 10 | 10 | 10
WHSOLAR_WILDHORSE_SOLAR |  | WHSOLAR_WILDHORSE_SOLAR | PV | SOLAR-W | OPER | CONV-SODG | HOWARD | WEST | 2024-05-15 | 10 | 10 | 10 | 10 | 10 | 10 | 10 | 10 | 10 | 10 | 10 | 10 | 10 | 10 | 10 | 10 | 10 | 10 | 10 | 10 | 10
XE MURAT [ADLONG] SOLAR |  | ADL_SOLAR1 | PV | SOLAR-O | OPER | CONV | HARRIS | HOUSTON | 2025-07-03 | 60.14 | 60 | 60 | 60 | 60 | 60 | 60 | 60 | 60 | 60 | 60 | 60 | 60 | 60 | 60 | 60 | 60 | 60 | 60 | 60 | 60
YELLOW JACKET SOLAR |  | YLWJACKET_YLWJACKET | PV | SOLAR-O | OPER | CONV-SODG | BOSQUE | NORTH | 2018-10-15 | 5 | 5 | 5 | 5 | 5 | 5 | 5 | 5 | 5 | 5 | 5 | 5 | 5 | 5 | 5 | 5 | 5 | 5 | 5 | 5 | 5
ZIER SOLAR |  | ZIER_SLR_PV1 | PV | SOLAR-O | OPER | CONV | KINNEY | SOUTH | 2024-04-26 | 161.28 | 160 | 160 | 160 | 160 | 160 | 160 | 160 | 160 | 160 | 160 | 160 | 160 | 160 | 160 | 160 | 160 | 160 | 160 | 160 | 160
ANSON SOLAR 2 | 20INR0242 | ANSON2_UNIT1 | PV | SOLAR-W | OPER-SYN | CONV | JONES | WEST | 2026-03-31 | 200.9 | 200 | 200 | 200 | 200 | 200 | 200 | 200 | 200 | 200 | 200 | 200 | 200 | 200 | 200 | 200 | 200 | 200 | 200 | 200 | 200
AZALEA SPRINGS SOLAR | 19INR0110 | AZSP_SLR_SOLAR1 | PV | SOLAR-O | OPER-SYN | CONV | ANGELINA | NORTH | 2025-10-31 | 181 | 180 | 180 | 180 | 180 | 180 | 180 | 180 | 180 | 180 | 180 | 180 | 180 | 180 | 180 | 180 | 180 | 180 | 180 | 180 | 180
BAKER BRANCH SOLAR U1 | 23INR0026 | BAKE_SLR_UNIT1 | PV | SOLAR-O | OPER-SYN | CONV | LAMAR | NORTH | 2026-05-31 | 234.84 | 233.9 | 233.9 | 233.9 | 233.9 | 233.9 | 233.9 | 233.9 | 233.9 | 233.9 | 233.9 | 233.9 | 233.9 | 233.9 | 233.9 | 233.9 | 233.9 | 233.9 | 233.9 | 233.9 | 233.9
BAKER BRANCH SOLAR U2 | 23INR0026 | BAKE_SLR_UNIT2 | PV | SOLAR-O | OPER-SYN | CONV | LAMAR | NORTH | 2026-05-31 | 234.57 | 233.9 | 233.9 | 233.9 | 233.9 | 233.9 | 233.9 | 233.9 | 233.9 | 233.9 | 233.9 | 233.9 | 233.9 | 233.9 | 233.9 | 233.9 | 233.9 | 233.9 | 233.9 | 233.9 | 233.9
BARRETT SOLAR | 24INR0477 | BART_SLR_SOLAR1 | PV | SOLAR-O | OPER-SYN | CONV | RAINS | NORTH | 2026-03-16 | 125.8 | 125 | 125 | 125 | 125 | 125 | 125 | 125 | 125 | 125 | 125 | 125 | 125 | 125 | 125 | 125 | 125 | 125 | 125 | 125 | 125
BIG STAR SOLAR U1 | 21INR0413 | BIG_STAR_UNIT1 | PV | SOLAR-O | OPER-SYN | CONV | BASTROP | SOUTH | 2026-01-31 | 132.27 | 130 | 130 | 130 | 130 | 130 | 130 | 130 | 130 | 130 | 130 | 130 | 130 | 130 | 130 | 130 | 130 | 130 | 130 | 130 | 130
BIG STAR SOLAR U2 | 21INR0413 | BIG_STAR_UNIT2 | PV | SOLAR-O | OPER-SYN | CONV | BASTROP | SOUTH | 2026-01-31 | 70.83 | 70 | 70 | 70 | 70 | 70 | 70 | 70 | 70 | 70 | 70 | 70 | 70 | 70 | 70 | 70 | 70 | 70 | 70 | 70 | 70
BLEVINS SOLAR U2 | 23INR0118 | BLVN_SLR_SOLAR2 | PV | SOLAR-O | OPER-SYN | CONV | FALLS | NORTH | 2026-04-03 | 132.02 | 132 | 132 | 132 | 132 | 132 | 132 | 132 | 132 | 132 | 132 | 132 | 132 | 132 | 132 | 132 | 132 | 132 | 132 | 132 | 132
BLEVINS SOLAR U3 | 23INR0118 | BLVN_SLR_SOLAR3 | PV | SOLAR-O | OPER-SYN | CONV | FALLS | NORTH | 2026-04-03 | 139.74 | 138 | 138 | 138 | 138 | 138 | 138 | 138 | 138 | 138 | 138 | 138 | 138 | 138 | 138 | 138 | 138 | 138 | 138 | 138 | 138
BLUE JAY SOLAR I | 21INR0538 | BLUEJAY_UNIT1 | PV | SOLAR-O | OPER-SYN | CONV | GRIMES | NORTH | 2025-10-31 | 69 | 69 | 69 | 69 | 69 | 69 | 69 | 69 | 69 | 69 | 69 | 69 | 69 | 69 | 69 | 69 | 69 | 69 | 69 | 69 | 69
BLUE JAY SOLAR II | 19INR0085 | BLUEJAY_UNIT2 | PV | SOLAR-O | OPER-SYN | CONV | GRIMES | NORTH | 2025-09-30 | 141 | 141 | 141 | 141 | 141 | 141 | 141 | 141 | 141 | 141 | 141 | 141 | 141 | 141 | 141 | 141 | 141 | 141 | 141 | 141 | 141
BUFFALO CREEK (OLD 300 SOLAR CENTER) U1 | 21INR0406 | BCK_UNIT1 | PV | SOLAR-O | OPER-SYN | CONV | FORT BEND | HOUSTON | 2026-04-03 | 217.5 | 217.5 | 217.5 | 217.5 | 217.5 | 217.5 | 217.5 | 217.5 | 217.5 | 217.5 | 217.5 | 217.5 | 217.5 | 217.5 | 217.5 | 217.5 | 217.5 | 217.5 | 217.5 | 217.5 | 217.5
BUFFALO CREEK (OLD 300 SOLAR CENTER) U2 | 21INR0406 | BCK_UNIT2 | PV | SOLAR-O | OPER-SYN | CONV | FORT BEND | HOUSTON | 2026-04-03 | 221.3 | 221.3 | 221.3 | 221.3 | 221.3 | 221.3 | 221.3 | 221.3 | 221.3 | 221.3 | 221.3 | 221.3 | 221.3 | 221.3 | 221.3 | 221.3 | 221.3 | 221.3 | 221.3 | 221.3 | 221.3
BUZIOS SOLAR U1 | 24INR0399 | BUZI_SLR_UNIT1 | PV | SOLAR-W | OPER-SYN | CONV-DGR | MOTLEY | PANHANDLE | 2026-04-30 | 6.31 | 6.3 | 6.3 | 6.3 | 6.3 | 6.3 | 6.3 | 6.3 | 6.3 | 6.3 | 6.3 | 6.3 | 6.3 | 6.3 | 6.3 | 6.3 | 6.3 | 6.3 | 6.3 | 6.3 | 6.3
BUZIOS SOLAR U2 | 24INR0399 | BUZI_SLR_UNIT2 | PV | SOLAR-W | OPER-SYN | CONV | MOTLEY | PANHANDLE | 2026-04-30 | 119.55 | 118.7 | 118.7 | 118.7 | 118.7 | 118.7 | 118.7 | 118.7 | 118.7 | 118.7 | 118.7 | 118.7 | 118.7 | 118.7 | 118.7 | 118.7 | 118.7 | 118.7 | 118.7 | 118.7 | 118.7
BUZIOS SOLAR U3 | 24INR0399 | BUZI_SLR_UNIT3 | PV | SOLAR-W | OPER-SYN | CONV | MOTLEY | PANHANDLE | 2026-04-30 | 107.19 | 106.5 | 106.5 | 106.5 | 106.5 | 106.5 | 106.5 | 106.5 | 106.5 | 106.5 | 106.5 | 106.5 | 106.5 | 106.5 | 106.5 | 106.5 | 106.5 | 106.5 | 106.5 | 106.5 | 106.5
BUZIOS SOLAR U4 | 24INR0399 | BUZI_SLR_UNIT4 | PV | SOLAR-W | OPER-SYN | CONV | MOTLEY | PANHANDLE | 2026-04-30 | 18.64 | 18.5 | 18.5 | 18.5 | 18.5 | 18.5 | 18.5 | 18.5 | 18.5 | 18.5 | 18.5 | 18.5 | 18.5 | 18.5 | 18.5 | 18.5 | 18.5 | 18.5 | 18.5 | 18.5 | 18.5
BYNUM SOLAR PROJECT | 24INR0181 | BYNM_SLR_SOLAR1 | PV | SOLAR-O | OPER-SYN | CONV | CORYELL | NORTH | 2026-05-01 | 56.4 | 56 | 56 | 56 | 56 | 56 | 56 | 56 | 56 | 56 | 56 | 56 | 56 | 56 | 56 | 56 | 56 | 56 | 56 | 56 | 56
CHILLINGHAM SOLAR U1 | 23INR0070 | CHIL_SLR_SOLAR1 | PV | SOLAR-O | OPER-SYN | CONV | BELL | NORTH | 2026-05-29 | 174.3 | 173 | 173 | 173 | 173 | 173 | 173 | 173 | 173 | 173 | 173 | 173 | 173 | 173 | 173 | 173 | 173 | 173 | 173 | 173 | 173
CHILLINGHAM SOLAR U2 | 23INR0070 | CHIL_SLR_SOLAR2 | PV | SOLAR-O | OPER-SYN | CONV | BELL | NORTH | 2026-05-29 | 178.1 | 177 | 177 | 177 | 177 | 177 | 177 | 177 | 177 | 177 | 177 | 177 | 177 | 177 | 177 | 177 | 177 | 177 | 177 | 177 | 177
COMPADRE SOLAR U1 | 24INR0023 | CMPD_SLR_SOLAR1 | PV | SOLAR-O | OPER-SYN | CONV | HILL | NORTH | 2026-04-30 | 195.17 | 194.5 | 194.5 | 194.5 | 194.5 | 194.5 | 194.5 | 194.5 | 194.5 | 194.5 | 194.5 | 194.5 | 194.5 | 194.5 | 194.5 | 194.5 | 194.5 | 194.5 | 194.5 | 194.5 | 194.5
COMPADRE SOLAR U2 | 24INR0023 | CMPD_SLR_SOLAR2 | PV | SOLAR-O | OPER-SYN | CONV | HILL | NORTH | 2026-04-30 | 211.37 | 211.2 | 211.2 | 211.2 | 211.2 | 211.2 | 211.2 | 211.2 | 211.2 | 211.2 | 211.2 | 211.2 | 211.2 | 211.2 | 211.2 | 211.2 | 211.2 | 211.2 | 211.2 | 211.2 | 211.2
COTTONWOOD BAYOU SOLAR I U1 | 19INR0134 | CTW_SOLAR1 | PV | SOLAR-O | OPER-SYN | CONV | BRAZORIA | COASTAL | 2026-05-29 | 175.69 | 175 | 175 | 175 | 175 | 175 | 175 | 175 | 175 | 175 | 175 | 175 | 175 | 175 | 175 | 175 | 175 | 175 | 175 | 175 | 175
COTTONWOOD BAYOU SOLAR I U2 | 19INR0134 | CTW_SOLAR2 | PV | SOLAR-O | OPER-SYN | CONV | BRAZORIA | COASTAL | 2026-05-29 | 175.71 | 175 | 175 | 175 | 175 | 175 | 175 | 175 | 175 | 175 | 175 | 175 | 175 | 175 | 175 | 175 | 175 | 175 | 175 | 175 | 175
DAMAZO (SECOND DIVISION) SOLAR | 20INR0248 | DMA_SOLAR1 | PV | SOLAR-O | OPER-SYN | CONV | BRAZORIA | COASTAL | 2025-12-31 | 100.2 | 100 | 100 | 100 | 100 | 100 | 100 | 100 | 100 | 100 | 100 | 100 | 100 | 100 | 100 | 100 | 100 | 100 | 100 | 100 | 100
DANISH FIELDS SOLAR U1 | 20INR0069 | DAN_UNIT1 | PV | SOLAR-O | OPER-SYN | CONV | WHARTON | SOUTH | 2026-04-30 | 301.3 | 300 | 300 | 300 | 300 | 300 | 300 | 300 | 300 | 300 | 300 | 300 | 300 | 300 | 300 | 300 | 300 | 300 | 300 | 300 | 300
DANISH FIELDS SOLAR U2 | 20INR0069 | DAN_UNIT2 | PV | SOLAR-O | OPER-SYN | CONV | WHARTON | SOUTH | 2026-04-30 | 151 | 150.2 | 150.2 | 150.2 | 150.2 | 150.2 | 150.2 | 150.2 | 150.2 | 150.2 | 150.2 | 150.2 | 150.2 | 150.2 | 150.2 | 150.2 | 150.2 | 150.2 | 150.2 | 150.2 | 150.2
DANISH FIELDS SOLAR U3 | 20INR0069 | DAN_UNIT3 | PV | SOLAR-O | OPER-SYN | CONV | WHARTON | SOUTH | 2026-04-30 | 150.5 | 149.8 | 149.8 | 149.8 | 149.8 | 149.8 | 149.8 | 149.8 | 149.8 | 149.8 | 149.8 | 149.8 | 149.8 | 149.8 | 149.8 | 149.8 | 149.8 | 149.8 | 149.8 | 149.8 | 149.8
DELILAH SOLAR 1 U1 | 22INR0202 | DELILA_1_G1 | PV | SOLAR-O | OPER-SYN | CONV | LAMAR | NORTH | 2026-05-30 | 153.54 | 150 | 150 | 150 | 150 | 150 | 150 | 150 | 150 | 150 | 150 | 150 | 150 | 150 | 150 | 150 | 150 | 150 | 150 | 150 | 150
DELILAH SOLAR 1 U2 | 22INR0202 | DELILA_1_G2 | PV | SOLAR-O | OPER-SYN | CONV | LAMAR | NORTH | 2026-05-30 | 153.54 | 150 | 150 | 150 | 150 | 150 | 150 | 150 | 150 | 150 | 150 | 150 | 150 | 150 | 150 | 150 | 150 | 150 | 150 | 150 | 150
DELILAH SOLAR 2 U1 | 22INR0203 | DELILA_2_G1 | PV | SOLAR-O | OPER-SYN | CONV | RED RIVER | NORTH | 2026-05-30 | 107.09 | 105 | 105 | 105 | 105 | 105 | 105 | 105 | 105 | 105 | 105 | 105 | 105 | 105 | 105 | 105 | 105 | 105 | 105 | 105 | 105
DELILAH SOLAR 2 U2 | 22INR0203 | DELILA_2_G2 | PV | SOLAR-O | OPER-SYN | CONV | RED RIVER | NORTH | 2026-05-30 | 103.4 | 100 | 100 | 100 | 100 | 100 | 100 | 100 | 100 | 100 | 100 | 100 | 100 | 100 | 100 | 100 | 100 | 100 | 100 | 100 | 100
DELILAH SOLAR 2 U3 | 22INR0203 | DELILA_2_G3 | PV | SOLAR-O | OPER-SYN | CONV | RED RIVER | NORTH | 2026-05-30 | 107.09 | 105 | 105 | 105 | 105 | 105 | 105 | 105 | 105 | 105 | 105 | 105 | 105 | 105 | 105 | 105 | 105 | 105 | 105 | 105 | 105
DORADO SOLAR U1 | 22INR0261 | DORA_SLR_SOLAR1 | PV | SOLAR-W | OPER-SYN | CONV | CALLAHAN | WEST | 2026-02-16 | 198.67 | 198 | 198 | 198 | 198 | 198 | 198 | 198 | 198 | 198 | 198 | 198 | 198 | 198 | 198 | 198 | 198 | 198 | 198 | 198 | 198
DORADO SOLAR U2 | 22INR0261 | DORA_SLR_SOLAR2 | PV | SOLAR-W | OPER-SYN | CONV | CALLAHAN | WEST | 2026-02-16 | 202.68 | 202 | 202 | 202 | 202 | 202 | 202 | 202 | 202 | 202 | 202 | 202 | 202 | 202 | 202 | 202 | 202 | 202 | 202 | 202 | 202
DRY CREEK SOLAR I | 23INR0286 | DRCK_SLR_SOLAR1 | PV | SOLAR-O | OPER-SYN | CONV | HENDERSON | NORTH | 2026-01-31 | 200.1 | 200 | 200 | 200 | 200 | 200 | 200 | 200 | 200 | 200 | 200 | 200 | 200 | 200 | 200 | 200 | 200 | 200 | 200 | 200 | 200
EASTBELL MILAM SOLAR | 21INR0203 | EBELLSLR_UNIT1 | PV | SOLAR-O | OPER-SYN | CONV | MILAM | SOUTH | 2025-10-31 | 244.86 | 240 | 240 | 240 | 240 | 240 | 240 | 240 | 240 | 240 | 240 | 240 | 240 | 240 | 240 | 240 | 240 | 240 | 240 | 240 | 240
EASTBELL MILAM SOLAR II | 24INR0208 | EBELLSL2_UNIT1 | PV | SOLAR-O | OPER-SYN | CONV | MILAM | SOUTH | 2026-03-31 | 150.6 | 150 | 150 | 150 | 150 | 150 | 150 | 150 | 150 | 150 | 150 | 150 | 150 | 150 | 150 | 150 | 150 | 150 | 150 | 150 | 150
ELIZA SOLAR | 21INR0368 | ELZA_SLR_SOLAR1 | PV | SOLAR-O | OPER-SYN | CONV | KAUFMAN | NORTH | 2026-03-24 | 151.7 | 151 | 151 | 151 | 151 | 151 | 151 | 151 | 151 | 151 | 151 | 151 | 151 | 151 | 151 | 151 | 151 | 151 | 151 | 151 | 151
FAGUS SOLAR PARK SLF U2 | 20INR0091 | FAGUSSLR_UNIT2 | PV | SOLAR-W | OPER-SYN-SLF | CONV-SLF | CHILDRESS | PANHANDLE | 2026-01-14 | 166.42 | 165.8 | 165.8 | 165.8 | 165.8 | 165.8 | 165.8 | 165.8 | 165.8 | 165.8 | 165.8 | 165.8 | 165.8 | 165.8 | 165.8 | 165.8 | 165.8 | 165.8 | 165.8 | 165.8 | 165.8
FAGUS SOLAR PARK SLF U3 | 25INR0672 | FAGUSSLR_UNIT3 | PV | SOLAR-W | OPER-SYN-SLF | CONV-SLF | CHILDRESS | PANHANDLE | 2026-03-15 | 166.57 | 165.8 | 165.8 | 165.8 | 165.8 | 165.8 | 165.8 | 165.8 | 165.8 | 165.8 | 165.8 | 165.8 | 165.8 | 165.8 | 165.8 | 165.8 | 165.8 | 165.8 | 165.8 | 165.8 | 165.8
GAIA SOLAR | 24INR0141 | GAIA_SLR_SOLAR1 | PV | SOLAR-O | OPER-SYN | CONV | NAVARRO | NORTH | 2026-05-01 | 144 | 143.7 | 143.7 | 143.7 | 143.7 | 143.7 | 143.7 | 143.7 | 143.7 | 143.7 | 143.7 | 143.7 | 143.7 | 143.7 | 143.7 | 143.7 | 143.7 | 143.7 | 143.7 | 143.7 | 143.7
GREYHOUND SOLAR U5 | 26INR0669 | GRYH_SLR_SOLAR5 | PV | SOLAR-FW | OPER-SYN | CONV | ECTOR | WEST | 2025-11-20 | 28.06 | 27.8 | 27.8 | 27.8 | 27.8 | 27.8 | 27.8 | 27.8 | 27.8 | 27.8 | 27.8 | 27.8 | 27.8 | 27.8 | 27.8 | 27.8 | 27.8 | 27.8 | 27.8 | 27.8 | 27.8
GREYHOUND SOLAR U6 | 26INR0669 | GRYH_SLR_SOLAR6 | PV | SOLAR-FW | OPER-SYN | CONV | ECTOR | WEST | 2025-11-20 | 28.06 | 27.8 | 27.8 | 27.8 | 27.8 | 27.8 | 27.8 | 27.8 | 27.8 | 27.8 | 27.8 | 27.8 | 27.8 | 27.8 | 27.8 | 27.8 | 27.8 | 27.8 | 27.8 | 27.8 | 27.8
GREYHOUND SOLAR U7 | 26INR0669 | GRYH_SLR_SOLAR7 | PV | SOLAR-FW | OPER-SYN | CONV | ECTOR | WEST | 2025-11-20 | 94.59 | 93.9 | 93.9 | 93.9 | 93.9 | 93.9 | 93.9 | 93.9 | 93.9 | 93.9 | 93.9 | 93.9 | 93.9 | 93.9 | 93.9 | 93.9 | 93.9 | 93.9 | 93.9 | 93.9 | 93.9
GREYHOUND SOLAR U8 | 26INR0670 | GRYH_SLR_SOLAR8 | PV | SOLAR-FW | OPER-SYN | CONV | ECTOR | WEST | 2025-11-13 | 101.6 | 100.8 | 100.8 | 100.8 | 100.8 | 100.8 | 100.8 | 100.8 | 100.8 | 100.8 | 100.8 | 100.8 | 100.8 | 100.8 | 100.8 | 100.8 | 100.8 | 100.8 | 100.8 | 100.8 | 100.8
HICKERSON SOLAR U1 | 21INR0359 | HKSN_SLR_UNIT1 | PV | SOLAR-O | OPER-SYN | CONV | BOSQUE | NORTH | 2026-04-30 | 149.7 | 149.7 | 149.7 | 149.7 | 149.7 | 149.7 | 149.7 | 149.7 | 149.7 | 149.7 | 149.7 | 149.7 | 149.7 | 149.7 | 149.7 | 149.7 | 149.7 | 149.7 | 149.7 | 149.7 | 149.7
HICKERSON SOLAR U2 | 21INR0359 | HKSN_SLR_UNIT2 | PV | SOLAR-O | OPER-SYN | CONV | BOSQUE | NORTH | 2026-04-30 | 3.9 | 3.9 | 3.9 | 3.9 | 3.9 | 3.9 | 3.9 | 3.9 | 3.9 | 3.9 | 3.9 | 3.9 | 3.9 | 3.9 | 3.9 | 3.9 | 3.9 | 3.9 | 3.9 | 3.9 | 3.9
HICKERSON SOLAR U3 | 21INR0359 | HKSN_SLR_UNIT3 | PV | SOLAR-O | OPER-SYN | CONV | BOSQUE | NORTH | 2026-04-30 | 157.5 | 157.5 | 157.5 | 157.5 | 157.5 | 157.5 | 157.5 | 157.5 | 157.5 | 157.5 | 157.5 | 157.5 | 157.5 | 157.5 | 157.5 | 157.5 | 157.5 | 157.5 | 157.5 | 157.5 | 157.5
LIMEWOOD SOLAR | 23INR0249 | LMWD_SLR_SOLAR1 | PV | SOLAR-O | OPER-SYN | CONV | BELL | NORTH | 2026-03-02 | 204.6 | 204 | 204 | 204 | 204 | 204 | 204 | 204 | 204 | 204 | 204 | 204 | 204 | 204 | 204 | 204 | 204 | 204 | 204 | 204 | 204
MIDPOINT SOLAR | 24INR0139 | MIDP_SLR_SOLAR1 | PV | SOLAR-O | OPER-SYN | CONV | HILL | NORTH | 2026-03-13 | 98.3 | 98 | 98 | 98 | 98 | 98 | 98 | 98 | 98 | 98 | 98 | 98 | 98 | 98 | 98 | 98 | 98 | 98 | 98 | 98 | 98
MILLERS BRANCH SOLAR U2 | 24INR0044 | MLB_SLR_SOLAR2 | PV | SOLAR-W | OPER-SYN | CONV | HASKELL | WEST | 2026-05-01 | 180.6 | 180 | 180 | 180 | 180 | 180 | 180 | 180 | 180 | 180 | 180 | 180 | 180 | 180 | 180 | 180 | 180 | 180 | 180 | 180 | 180
MRG GOODY SOLAR U1 | 23INR0225 | GODY_SLR_SOLAR1 | PV | SOLAR-O | OPER-SYN | CONV | LAMAR | NORTH | 2026-03-20 | 104.08 | 103.6 | 103.6 | 103.6 | 103.6 | 103.6 | 103.6 | 103.6 | 103.6 | 103.6 | 103.6 | 103.6 | 103.6 | 103.6 | 103.6 | 103.6 | 103.6 | 103.6 | 103.6 | 103.6 | 103.6
MRG GOODY SOLAR U2 | 23INR0225 | GODY_SLR_SOLAR2 | PV | SOLAR-O | OPER-SYN | CONV | LAMAR | NORTH | 2026-03-20 | 66.74 | 66.4 | 66.4 | 66.4 | 66.4 | 66.4 | 66.4 | 66.4 | 66.4 | 66.4 | 66.4 | 66.4 | 66.4 | 66.4 | 66.4 | 66.4 | 66.4 | 66.4 | 66.4 | 66.4 | 66.4
MYRTLE SOLAR U1 | 19INR0041 | MYR_UNIT1 | PV | SOLAR-O | OPER-SYN | CONV | BRAZORIA | COASTAL | 2026-06-30 | 171.6 | 167.2 | 167.2 | 167.2 | 167.2 | 167.2 | 167.2 | 167.2 | 167.2 | 167.2 | 167.2 | 167.2 | 167.2 | 167.2 | 167.2 | 167.2 | 167.2 | 167.2 | 167.2 | 167.2 | 167.2
MYRTLE SOLAR U2 | 19INR0041 | MYR_UNIT2 | PV | SOLAR-O | OPER-SYN | CONV | BRAZORIA | COASTAL | 2026-06-30 | 149.6 | 145.8 | 145.8 | 145.8 | 145.8 | 145.8 | 145.8 | 145.8 | 145.8 | 145.8 | 145.8 | 145.8 | 145.8 | 145.8 | 145.8 | 145.8 | 145.8 | 145.8 | 145.8 | 145.8 | 145.8
NORTON SOLAR | 19INR0035 | NRTN_SLR_SOLAR1 | PV | SOLAR-W | OPER-SYN | CONV | RUNNELS | WEST | 2025-11-24 | 125.54 | 125 | 125 | 125 | 125 | 125 | 125 | 125 | 125 | 125 | 125 | 125 | 125 | 125 | 125 | 125 | 125 | 125 | 125 | 125 | 125
PHOTON SOLAR U1 | 25INR0493 | PHO_SOLAR1 | PV | SOLAR-O | OPER-SYN | CONV | WHARTON | SOUTH | 2026-05-11 | 129.59 | 129.1 | 129.1 | 129.1 | 129.1 | 129.1 | 129.1 | 129.1 | 129.1 | 129.1 | 129.1 | 129.1 | 129.1 | 129.1 | 129.1 | 129.1 | 129.1 | 129.1 | 129.1 | 129.1 | 129.1
PHOTON SOLAR U2 | 25INR0493 | PHO_SOLAR2 | PV | SOLAR-O | OPER-SYN | CONV | WHARTON | SOUTH | 2026-05-11 | 106.07 | 105.7 | 105.7 | 105.7 | 105.7 | 105.7 | 105.7 | 105.7 | 105.7 | 105.7 | 105.7 | 105.7 | 105.7 | 105.7 | 105.7 | 105.7 | 105.7 | 105.7 | 105.7 | 105.7 | 105.7
PHOTON SOLAR U3 | 23INR0111 | PHO_SOLAR3 | PV | SOLAR-O | OPER-SYN | CONV | WHARTON | SOUTH | 2026-05-11 | 109.99 | 109.6 | 109.6 | 109.6 | 109.6 | 109.6 | 109.6 | 109.6 | 109.6 | 109.6 | 109.6 | 109.6 | 109.6 | 109.6 | 109.6 | 109.6 | 109.6 | 109.6 | 109.6 | 109.6 | 109.6
PHOTON SOLAR U4 | 25INR0673 | PHO_SOLAR4 | PV | SOLAR-O | OPER-SYN | CONV | WHARTON | SOUTH | 2026-02-16 | 105.98 | 105.7 | 105.7 | 105.7 | 105.7 | 105.7 | 105.7 | 105.7 | 105.7 | 105.7 | 105.7 | 105.7 | 105.7 | 105.7 | 105.7 | 105.7 | 105.7 | 105.7 | 105.7 | 105.7 | 105.7
PINE FOREST SOLAR U1 | 20INR0203 | PINEFRST_UNIT1 | PV | SOLAR-O | OPER-SYN | CONV | HOPKINS | NORTH | 2026-05-20 | 242.7 | 242.7 | 242.7 | 242.7 | 242.7 | 242.7 | 242.7 | 242.7 | 242.7 | 242.7 | 242.7 | 242.7 | 242.7 | 242.7 | 242.7 | 242.7 | 242.7 | 242.7 | 242.7 | 242.7 | 242.7
PINE FOREST SOLAR U2 | 20INR0203 | PINEFRST_UNIT2 | PV | SOLAR-O | OPER-SYN | CONV | HOPKINS | NORTH | 2026-05-20 | 58.9 | 58.9 | 58.9 | 58.9 | 58.9 | 58.9 | 58.9 | 58.9 | 58.9 | 58.9 | 58.9 | 58.9 | 58.9 | 58.9 | 58.9 | 58.9 | 58.9 | 58.9 | 58.9 | 58.9 | 58.9
PINNINGTON SOLAR U1 | 24INR0010 | PINN_SLR_UNIT1 | PV | SOLAR-O | OPER-SYN | CONV | JACK | NORTH | 2026-04-23 | 215.34 | 214.2 | 214.2 | 214.2 | 214.2 | 214.2 | 214.2 | 214.2 | 214.2 | 214.2 | 214.2 | 214.2 | 214.2 | 214.2 | 214.2 | 214.2 | 214.2 | 214.2 | 214.2 | 214.2 | 214.2
PINNINGTON SOLAR U2 | 24INR0010 | PINN_SLR_UNIT2 | PV | SOLAR-O | OPER-SYN | CONV | JACK | NORTH | 2026-04-23 | 219.18 | 217.9 | 217.9 | 217.9 | 217.9 | 217.9 | 217.9 | 217.9 | 217.9 | 217.9 | 217.9 | 217.9 | 217.9 | 217.9 | 217.9 | 217.9 | 217.9 | 217.9 | 217.9 | 217.9 | 217.9
PINNINGTON SOLAR U3 | 24INR0010 | PINN_SLR_UNIT3 | PV | SOLAR-O | OPER-SYN | CONV | JACK | NORTH | 2026-04-23 | 219.18 | 217.9 | 217.9 | 217.9 | 217.9 | 217.9 | 217.9 | 217.9 | 217.9 | 217.9 | 217.9 | 217.9 | 217.9 | 217.9 | 217.9 | 217.9 | 217.9 | 217.9 | 217.9 | 217.9 | 217.9
PITTS DUDIK II | 24INR0364 | PITTSDK2_UNIT1 | PV | SOLAR-O | OPER-SYN | CONV | HILL | NORTH | 2026-04-24 | 30.21 | 30 | 30 | 30 | 30 | 30 | 30 | 30 | 30 | 30 | 30 | 30 | 30 | 30 | 30 | 30 | 30 | 30 | 30 | 30 | 30
ROSELAND SOLAR U1 | 20INR0205 | ROSELAND_SOLAR1 | PV | SOLAR-O | OPER-SYN | CONV | FALLS | NORTH | 2025-11-29 | 254 | 250 | 250 | 250 | 250 | 250 | 250 | 250 | 250 | 250 | 250 | 250 | 250 | 250 | 250 | 250 | 250 | 250 | 250 | 250 | 250
ROSELAND SOLAR U2 | 20INR0205 | ROSELAND_SOLAR2 | PV | SOLAR-O | OPER-SYN | CONV | FALLS | NORTH | 2025-11-29 | 137.8 | 135.6 | 135.6 | 135.6 | 135.6 | 135.6 | 135.6 | 135.6 | 135.6 | 135.6 | 135.6 | 135.6 | 135.6 | 135.6 | 135.6 | 135.6 | 135.6 | 135.6 | 135.6 | 135.6 | 135.6
ROSELAND SOLAR U3 | 22INR0506 | ROSELAND_SOLAR3 | PV | SOLAR-O | OPER-SYN | CONV | FALLS | NORTH | 2025-11-29 | 116.2 | 114.4 | 114.4 | 114.4 | 114.4 | 114.4 | 114.4 | 114.4 | 114.4 | 114.4 | 114.4 | 114.4 | 114.4 | 114.4 | 114.4 | 114.4 | 114.4 | 114.4 | 114.4 | 114.4 | 114.4
SAMSON SOLAR 1 U1 | 21INR0221 | SAMSON_1_G1 | PV | SOLAR-O | OPER-SYN | CONV | LAMAR | NORTH | 2026-06-30 | 128.42 | 125 | 125 | 125 | 125 | 125 | 125 | 125 | 125 | 125 | 125 | 125 | 125 | 125 | 125 | 125 | 125 | 125 | 125 | 125 | 125
SAMSON SOLAR 1 U2 | 21INR0221 | SAMSON_1_G2 | PV | SOLAR-O | OPER-SYN | CONV | LAMAR | NORTH | 2026-06-30 | 128.42 | 125 | 125 | 125 | 125 | 125 | 125 | 125 | 125 | 125 | 125 | 125 | 125 | 125 | 125 | 125 | 125 | 125 | 125 | 125 | 125
SAMSON SOLAR 2 U1 | 21INR0490 | SAMSON_1_G3 | PV | SOLAR-O | OPER-SYN | CONV | LAMAR | NORTH | 2026-05-30 | 101.52 | 100 | 100 | 100 | 100 | 100 | 100 | 100 | 100 | 100 | 100 | 100 | 100 | 100 | 100 | 100 | 100 | 100 | 100 | 100 | 100
SAMSON SOLAR 2 U2 | 21INR0490 | SAMSON_1_G4 | PV | SOLAR-O | OPER-SYN | CONV | LAMAR | NORTH | 2026-05-30 | 101.52 | 100 | 100 | 100 | 100 | 100 | 100 | 100 | 100 | 100 | 100 | 100 | 100 | 100 | 100 | 100 | 100 | 100 | 100 | 100 | 100
SAMSON SOLAR 3 U1 | 21INR0491 | SAMSON_3_G1 | PV | SOLAR-O | OPER-SYN | CONV | LAMAR | NORTH | 2026-06-30 | 128.42 | 125 | 125 | 125 | 125 | 125 | 125 | 125 | 125 | 125 | 125 | 125 | 125 | 125 | 125 | 125 | 125 | 125 | 125 | 125 | 125
SAMSON SOLAR 3 U2 | 21INR0491 | SAMSON_3_G2 | PV | SOLAR-O | OPER-SYN | CONV | LAMAR | NORTH | 2026-06-30 | 128.42 | 125 | 125 | 125 | 125 | 125 | 125 | 125 | 125 | 125 | 125 | 125 | 125 | 125 | 125 | 125 | 125 | 125 | 125 | 125 | 125
SBRANCH SOLAR PROJECT | 22INR0205 | SBE_UNIT1 | PV | SOLAR-O | OPER-SYN | CONV | WHARTON | SOUTH | 2026-04-30 | 233.5 | 233.5 | 233.5 | 233.5 | 233.5 | 233.5 | 233.5 | 233.5 | 233.5 | 233.5 | 233.5 | 233.5 | 233.5 | 233.5 | 233.5 | 233.5 | 233.5 | 233.5 | 233.5 | 233.5 | 233.5
SOLACE SOLAR U1 | 23INR0031 | SOLC_SLR_UNIT1 | PV | SOLAR-W | OPER-SYN | CONV | HASKELL | WEST | 2026-06-01 | 160.67 | 160 | 160 | 160 | 160 | 160 | 160 | 160 | 160 | 160 | 160 | 160 | 160 | 160 | 160 | 160 | 160 | 160 | 160 | 160 | 160
SOLACE SOLAR U2 | 23INR0031 | SOLC_SLR_UNIT2 | PV | SOLAR-W | OPER-SYN | CONV | HASKELL | WEST | 2026-06-01 | 160.97 | 160 | 160 | 160 | 160 | 160 | 160 | 160 | 160 | 160 | 160 | 160 | 160 | 160 | 160 | 160 | 160 | 160 | 160 | 160 | 160
STARR SOLAR RANCH U1 | 20INR0216 | STAR_SLR_UNIT1 | PV | SOLAR-O | OPER-SYN | CONV | STARR | SOUTH | 2025-08-14 | 70.45 | 70 | 70 | 70 | 70 | 70 | 70 | 70 | 70 | 70 | 70 | 70 | 70 | 70 | 70 | 70 | 70 | 70 | 70 | 70 | 70
STARR SOLAR RANCH U2 | 20INR0216 | STAR_SLR_UNIT2 | PV | SOLAR-O | OPER-SYN | CONV | STARR | SOUTH | 2025-08-14 | 66.28 | 66 | 66 | 66 | 66 | 66 | 66 | 66 | 66 | 66 | 66 | 66 | 66 | 66 | 66 | 66 | 66 | 66 | 66 | 66 | 66
STONERIDGE SOLAR U1 | 24INR0031 | STRG_SLR_UNIT1 | PV | SOLAR-O | OPER-SYN | CONV | MILAM | SOUTH | 2026-04-01 | 184.1 | 184.1 | 184.1 | 184.1 | 184.1 | 184.1 | 184.1 | 184.1 | 184.1 | 184.1 | 184.1 | 184.1 | 184.1 | 184.1 | 184.1 | 184.1 | 184.1 | 184.1 | 184.1 | 184.1 | 184.1
STONERIDGE SOLAR U2 | 24INR0031 | STRG_SLR_UNIT2 | PV | SOLAR-O | OPER-SYN | CONV | MILAM | SOUTH | 2026-04-01 | 17.5 | 17.5 | 17.5 | 17.5 | 17.5 | 17.5 | 17.5 | 17.5 | 17.5 | 17.5 | 17.5 | 17.5 | 17.5 | 17.5 | 17.5 | 17.5 | 17.5 | 17.5 | 17.5 | 17.5 | 17.5
SYPERT BRANCH SOLAR PROJECT U1 | 24INR0070 | SYBR_SLR_UNIT1 | PV | SOLAR-O | OPER-SYN | CONV | MILAM | SOUTH | 2026-04-30 | 132.52 | 132 | 132 | 132 | 132 | 132 | 132 | 132 | 132 | 132 | 132 | 132 | 132 | 132 | 132 | 132 | 132 | 132 | 132 | 132 | 132
SYPERT BRANCH SOLAR PROJECT U2 | 24INR0070 | SYBR_SLR_UNIT2 | PV | SOLAR-O | OPER-SYN | CONV | MILAM | SOUTH | 2026-04-30 | 128.63 | 128 | 128 | 128 | 128 | 128 | 128 | 128 | 128 | 128 | 128 | 126 | 126 | 126 | 126 | 126 | 128 | 128 | 128 | 128 | 128
TANGLEWOOD SOLAR U1 | 23INR0054 | TNG_SOLAR1 | PV | SOLAR-O | OPER-SYN | CONV | BRAZORIA | COASTAL | 2026-04-30 | 125.1 | 125 | 125 | 125 | 125 | 125 | 125 | 125 | 125 | 125 | 125 | 125 | 125 | 125 | 125 | 125 | 125 | 125 | 125 | 125 | 125
TANGLEWOOD SOLAR U2 | 23INR0054 | TNG_SOLAR2 | PV | SOLAR-O | OPER-SYN | CONV | BRAZORIA | COASTAL | 2026-04-30 | 125.1 | 125 | 125 | 125 | 125 | 125 | 125 | 125 | 125 | 125 | 125 | 125 | 125 | 125 | 125 | 125 | 125 | 125 | 125 | 125 | 125
THREE W SOLAR | 25INR0055 | THREEW_S_SOLAR1 | PV | SOLAR-O | OPER-SYN | CONV | HILL | NORTH | 2026-05-15 | 110.89 | 110 | 110 | 110 | 110 | 110 | 110 | 110 | 110 | 110 | 110 | 110 | 110 | 110 | 110 | 110 | 110 | 110 | 110 | 110 | 110
TRES BAHIAS SOLAR | 20INR0266 | TREB_SLR_SOLAR1 | PV | SOLAR-O | OPER-SYN | CONV | CALHOUN | COASTAL | 2026-04-30 | 196.29 | 195 | 195 | 195 | 195 | 195 | 195 | 195 | 195 | 195 | 195 | 195 | 195 | 195 | 195 | 195 | 195 | 195 | 195 | 195 | 195
TROJAN SOLAR SLF U1 | 23INR0296 | TROJ_SLR_PV1 | PV | SOLAR-O | OPER-SYN-SLF | CONV-SLF | COOKE | NORTH | 2026-03-30 | 137.4 | 137.4 | 137.4 | 137.4 | 137.4 | 137.4 | 137.4 | 137.4 | 137.4 | 137.4 | 137.4 | 137.4 | 137.4 | 137.4 | 137.4 | 137.4 | 137.4 | 137.4 | 137.4 | 137.4 | 137.4
TROJAN SOLAR SLF U2 | 23INR0296 | TROJ_SLR_PV2 | PV | SOLAR-O | OPER-SYN-SLF | CONV-SLF | COOKE | NORTH | 2026-03-30 | 13.2 | 13.2 | 13.2 | 13.2 | 13.2 | 13.2 | 13.2 | 13.2 | 13.2 | 13.2 | 13.2 | 13.2 | 13.2 | 13.2 | 13.2 | 13.2 | 13.2 | 13.2 | 13.2 | 13.2 | 13.2
TULSITA SOLAR U1 | 21INR0223 | TUL_SLR_UNIT1 | PV | SOLAR-O | OPER-SYN | CONV | GOLIAD | SOUTH | 2026-05-30 | 128.08 | 127.8 | 127.8 | 127.8 | 127.8 | 127.8 | 127.8 | 127.8 | 127.8 | 127.8 | 127.8 | 127.8 | 127.8 | 127.8 | 127.8 | 127.8 | 127.8 | 127.8 | 127.8 | 127.8 | 127.8
TULSITA SOLAR U2 | 21INR0223 | TUL_SLR_UNIT2 | PV | SOLAR-O | OPER-SYN | CONV | GOLIAD | SOUTH | 2026-05-30 | 128.12 | 127.8 | 127.8 | 127.8 | 127.8 | 127.8 | 127.8 | 127.8 | 127.8 | 127.8 | 127.8 | 127.8 | 127.8 | 127.8 | 127.8 | 127.8 | 127.8 | 127.8 | 127.8 | 127.8 | 127.8
AE-TELVIEW ESS |  | TV_BESS | BA | STORAGE | OPER | CONV-DGR | FORT BEND | HOUSTON | 2024-12-04 | 9.96 | 10 | 10 | 10 | 10 | 10 | 10 | 10 | 10 | 10 | 10 | 10 | 10 | 10 | 10 | 10 | 10 | 10 | 10 | 10 | 10
AL PASTOR BESS |  | ALP_BESS_BESS1 | BA | STORAGE | OPER | CONV | DAWSON | WEST | 2024-11-01 | 103.1 | 100.3 | 100.3 | 100.3 | 100.3 | 100.3 | 100.3 | 100.3 | 100.3 | 100.3 | 100.3 | 100.3 | 100.3 | 100.3 | 100.3 | 100.3 | 100.3 | 100.3 | 100.3 | 100.3 | 100.3
ALAMO STREET BESS |  | ALAMO_ST_BESS1 | BA | STORAGE | OPER | CONV-DGR | PECOS | WEST | 2025-11-11 | 9.9 | 9.9 | 9.9 | 9.9 | 9.9 | 9.9 | 9.9 | 9.9 | 9.9 | 9.9 | 9.9 | 9.9 | 9.9 | 9.9 | 9.9 | 9.9 | 9.9 | 9.9 | 9.9 | 9.9 | 9.9
ANCHOR BESS U1 |  | ANCHOR_BESS1 | BA | STORAGE | OPER | CONV | CALLAHAN | WEST | 2022-02-25 | 35.2 | 35.2 | 35.2 | 35.2 | 35.2 | 35.2 | 35.2 | 35.2 | 35.2 | 35.2 | 35.2 | 35.2 | 35.2 | 35.2 | 35.2 | 35.2 | 35.2 | 35.2 | 35.2 | 35.2 | 35.2
ANCHOR BESS U2 |  | ANCHOR_BESS2 | BA | STORAGE | OPER | CONV | CALLAHAN | WEST | 2022-02-25 | 36.3 | 36.3 | 36.3 | 36.3 | 36.3 | 36.3 | 36.3 | 36.3 | 36.3 | 36.3 | 36.3 | 36.3 | 36.3 | 36.3 | 36.3 | 36.3 | 36.3 | 36.3 | 36.3 | 36.3 | 36.3
ANDROMEDA STORAGE SLF U1 |  | ANDMDSLR_BESS1 | BA | STORAGE | OPER-SLF | CONV-SLF | SCURRY | WEST | 2024-09-30 | 82.04 | 81.9 | 81.9 | 81.9 | 81.9 | 81.9 | 81.9 | 81.9 | 81.9 | 81.9 | 81.9 | 81.9 | 81.9 | 81.9 | 81.9 | 81.9 | 81.9 | 81.9 | 81.9 | 81.9 | 81.9
ANDROMEDA STORAGE SLF U2 |  | ANDMDSLR_BESS2 | BA | STORAGE | OPER-SLF | CONV-SLF | SCURRY | WEST | 2024-09-30 | 78.31 | 78.1 | 78.1 | 78.1 | 78.1 | 78.1 | 78.1 | 78.1 | 78.1 | 78.1 | 78.1 | 78.1 | 78.1 | 78.1 | 78.1 | 78.1 | 78.1 | 78.1 | 78.1 | 78.1 | 78.1
ANEMOI ENERGY STORAGE |  | ANEM_ESS_BESS1 | BA | STORAGE | OPER | CONV | HIDALGO | SOUTH | 2024-06-11 | 200.9 | 200 | 200 | 200 | 200 | 200 | 200 | 200 | 200 | 200 | 200 | 200 | 200 | 200 | 200 | 200 | 200 | 200 | 200 | 200 | 200
ANGELO STORAGE |  | ANG_SLR_BESS1 | BA | STORAGE | OPER | CONV | TOM GREEN | WEST | 2025-06-30 | 102.97 | 100 | 100 | 100 | 100 | 100 | 100 | 100 | 100 | 100 | 100 | 100 | 100 | 100 | 100 | 100 | 100 | 100 | 100 | 100 | 100
ANGLETON BESS |  | AE_BESS | BA | STORAGE | OPER | CONV-DGR | BRAZORIA | COASTAL | 2025-03-18 | 9.9 | 9.9 | 9.9 | 9.9 | 9.9 | 9.9 | 9.9 | 9.9 | 9.9 | 9.9 | 9.9 | 9.9 | 9.9 | 9.9 | 9.9 | 9.9 | 9.9 | 9.9 | 9.9 | 9.9 | 9.9
ANOLE BESS |  | ANOL_ESS_BES1 | BA | STORAGE | OPER | CONV | DALLAS | NORTH | 2025-07-22 | 247.1 | 240 | 240 | 240 | 240 | 240 | 240 | 240 | 240 | 240 | 240 | 240 | 240 | 240 | 240 | 240 | 240 | 240 | 240 | 240 | 240
ANTLIA BESS |  | ANTL_ESS_BES1 | BA | STORAGE | OPER | CONV | VAL VERDE | WEST | 2025-03-31 | 72.38 | 70 | 70 | 70 | 70 | 70 | 70 | 70 | 70 | 70 | 70 | 70 | 70 | 70 | 70 | 70 | 70 | 70 | 70 | 70 | 70
AVILA BESS |  | AVIL_ESS_BES1 | BA | STORAGE | OPER | CONV | PECOS | WEST | 2025-05-01 | 160.7 | 160 | 160 | 160 | 160 | 160 | 160 | 160 | 160 | 160 | 160 | 160 | 160 | 160 | 160 | 160 | 160 | 160 | 160 | 160 | 160
AZURE SKY BESS |  | AZURE_BESS1 | BA | STORAGE | OPER | CONV | HASKELL | WEST | 2021-08-09 | 77.6 | 77.6 | 77.6 | 77.6 | 77.6 | 77.6 | 77.6 | 77.6 | 77.6 | 77.6 | 77.6 | 77.6 | 77.6 | 77.6 | 77.6 | 77.6 | 77.6 | 77.6 | 77.6 | 77.6 | 77.6
BAT CAVE |  | BATCAVE_BES1 | BA | STORAGE | OPER | CONV | MASON | SOUTH | 2021-06-01 | 100.5 | 100.5 | 100.5 | 100.5 | 100.5 | 100.5 | 100.5 | 100.5 | 100.5 | 100.5 | 100.5 | 100.5 | 100.5 | 100.5 | 100.5 | 100.5 | 100.5 | 100.5 | 100.5 | 100.5 | 100.5
BAY CITY BESS |  | BAY_CITY_BESS | BA | STORAGE | OPER | CONV-DGR | MATAGORDA | COASTAL | 2023-07-03 | 9.99 | 9.9 | 9.9 | 9.9 | 9.9 | 9.9 | 9.9 | 9.9 | 9.9 | 9.9 | 9.9 | 9.9 | 9.9 | 9.9 | 9.9 | 9.9 | 9.9 | 9.9 | 9.9 | 9.9 | 9.9
BELDING TNP (TRIPLE BUTTE BATTERY) |  | BELD_BELU1 | BA | STORAGE | OPER | CONV-DGR | PECOS | WEST | 2021-04-08 | 9.18 | 7.5 | 7.5 | 7.5 | 7.5 | 7.5 | 7.5 | 7.5 | 7.5 | 7.5 | 7.5 | 7.5 | 7.5 | 7.5 | 7.5 | 7.5 | 7.5 | 7.5 | 7.5 | 7.5 | 7.5
BERRY BESS1 |  | BY_BESS1 | BA | STORAGE | OPER | CONV-DGR | HARRIS | HOUSTON | 2025-12-30 | 9.95 | 10 | 10 | 10 | 10 | 10 | 10 | 10 | 10 | 10 | 10 | 10 | 10 | 10 | 10 | 10 | 10 | 10 | 10 | 10 | 10
BESS STADIUM |  | STADIUM_BESS | BA | STORAGE | OPER | CONV-DGR | JIM WELLS | SOUTH | 2025-11-19 | 9.9 | 9.9 | 9.9 | 9.9 | 9.9 | 9.9 | 9.9 | 9.9 | 9.9 | 9.9 | 9.9 | 9.9 | 9.9 | 9.9 | 9.9 | 9.9 | 9.9 | 9.9 | 9.9 | 9.9 | 9.9
BEXAR ESS |  | BEXAR_ES_BESS1 | BA | STORAGE | OPER | CONV | BEXAR | SOUTH | 2025-07-07 | 102.3 | 100 | 100 | 100 | 100 | 100 | 100 | 100 | 100 | 100 | 100 | 100 | 100 | 100 | 100 | 100 | 100 | 100 | 100 | 100 | 100
BLACK SPRINGS BESS SLF |  | BLACKSPR_UNIT1 | BA | STORAGE | OPER-SLF | CONV-SLF | PALO PINTO | NORTH | 2025-10-15 | 120.68 | 120 | 120 | 120 | 120 | 120 | 120 | 120 | 120 | 120 | 120 | 120 | 120 | 120 | 120 | 120 | 120 | 120 | 120 | 120 | 120
BLEVINS STORAGE |  | BLVN_SLR_BESS1 | BA | STORAGE | OPER | CONV | FALLS | NORTH | 2025-07-01 | 188.24 | 180 | 180 | 180 | 180 | 180 | 180 | 180 | 180 | 180 | 180 | 180 | 180 | 180 | 180 | 180 | 180 | 180 | 180 | 180 | 180
BLUE JAY BESS |  | BLUEJAY_BESS1 | BA | STORAGE | OPER | CONV | GRIMES | NORTH | 2022-11-17 | 51.6 | 50 | 50 | 50 | 50 | 50 | 50 | 50 | 50 | 50 | 50 | 50 | 50 | 50 | 50 | 50 | 50 | 50 | 50 | 50 | 50
BLUE SUMMIT BATTERY |  | BLSUMMIT_BATTERY | BA | STORAGE | OPER | CONV | WILBARGER | WEST | 2017-04-30 | 30 | 30 | 30 | 30 | 30 | 30 | 30 | 30 | 30 | 30 | 30 | 30 | 30 | 30 | 30 | 30 | 30 | 30 | 30 | 30 | 30
BOCANOVA BESS |  | BCNV_ESS_BESS1 | BA | STORAGE | OPER | CONV | BRAZORIA | COASTAL | 2025-07-19 | 150.46 | 150 | 150 | 150 | 150 | 150 | 150 | 150 | 150 | 150 | 150 | 150 | 150 | 150 | 150 | 150 | 150 | 150 | 150 | 150 | 150
BOCO BESS |  | BOCO_ESS_ESS1 | BA | STORAGE | OPER | CONV | BORDEN | WEST | 2024-08-12 | 154 | 150 | 150 | 150 | 150 | 150 | 150 | 150 | 150 | 150 | 150 | 150 | 150 | 150 | 150 | 150 | 150 | 150 | 150 | 150 | 150
BRIGHT ARROW STORAGE U1 |  | BR_ARROW_BESS1 | BA | STORAGE | OPER | CONV | HOPKINS | NORTH | 2025-06-30 | 49.34 | 48.3 | 48.3 | 48.3 | 48.3 | 48.3 | 48.3 | 48.3 | 48.3 | 48.3 | 48.3 | 48.3 | 48.3 | 48.3 | 48.3 | 48.3 | 48.3 | 48.3 | 48.3 | 48.3 | 48.3
BRIGHT ARROW STORAGE U2 |  | BR_ARROW_BESS2 | BA | STORAGE | OPER | CONV | HOPKINS | NORTH | 2025-06-30 | 52.77 | 51.7 | 51.7 | 51.7 | 51.7 | 51.7 | 51.7 | 51.7 | 51.7 | 51.7 | 51.7 | 51.7 | 51.7 | 51.7 | 51.7 | 51.7 | 51.7 | 51.7 | 51.7 | 51.7 | 51.7
BRP ALVIN |  | ALVIN_UNIT1 | BA | STORAGE | OPER | CONV-DGR | BRAZORIA | COASTAL | 2022-10-19 | 9.95 | 10 | 10 | 10 | 10 | 10 | 10 | 10 | 10 | 10 | 10 | 10 | 10 | 10 | 10 | 10 | 10 | 10 | 10 | 10 | 10
BRP ANGLETON |  | ANGLETON_UNIT1 | BA | STORAGE | OPER | CONV-DGR | BRAZORIA | COASTAL | 2022-10-26 | 9.95 | 10 | 10 | 10 | 10 | 10 | 10 | 10 | 10 | 10 | 10 | 10 | 10 | 10 | 10 | 10 | 10 | 10 | 10 | 10 | 10
BRP BRAZORIA |  | BRAZORIA_UNIT1 | BA | STORAGE | OPER | CONV | BRAZORIA | COASTAL | 2020-10-08 | 9.95 | 10 | 10 | 10 | 10 | 10 | 10 | 10 | 10 | 10 | 10 | 10 | 10 | 10 | 10 | 10 | 10 | 10 | 10 | 10 | 10
BRP DICKENS BESS U1 |  | DKNS_ESS_BES1 | BA | STORAGE | OPER | CONV | DICKENS | PANHANDLE | 2024-09-16 | 50.2 | 50 | 50 | 50 | 50 | 50 | 50 | 50 | 50 | 50 | 50 | 50 | 50 | 50 | 50 | 50 | 50 | 50 | 50 | 50 | 50
BRP DICKENS BESS U2 |  | DKNS_ESS_BES2 | BA | STORAGE | OPER | CONV | DICKENS | PANHANDLE | 2024-09-16 | 50.2 | 50 | 50 | 50 | 50 | 50 | 50 | 50 | 50 | 50 | 50 | 50 | 50 | 50 | 50 | 50 | 50 | 50 | 50 | 50 | 50
BRP DICKENS BESS U3 |  | DKNS_ESS_BES3 | BA | STORAGE | OPER | CONV | DICKENS | PANHANDLE | 2024-09-16 | 50.2 | 50 | 50 | 50 | 50 | 50 | 50 | 50 | 50 | 50 | 50 | 50 | 50 | 50 | 50 | 50 | 50 | 50 | 50 | 50 | 50
BRP DICKENS BESS U4 |  | DKNS_ESS_BES4 | BA | STORAGE | OPER | CONV | DICKENS | PANHANDLE | 2024-09-16 | 50.2 | 50 | 50 | 50 | 50 | 50 | 50 | 50 | 50 | 50 | 50 | 50 | 50 | 50 | 50 | 50 | 50 | 50 | 50 | 50 | 50
BRP DICKINSON |  | DICKNSON_UNIT1 | BA | STORAGE | OPER | CONV-DGR | GALVESTON | HOUSTON | 2022-10-19 | 9.95 | 10 | 10 | 10 | 10 | 10 | 10 | 10 | 10 | 10 | 10 | 10 | 10 | 10 | 10 | 10 | 10 | 10 | 10 | 10 | 10
BRP HEIGHTS |  | HEIGHTTN_UNIT1 | BA | STORAGE | OPER | CONV-DGR | GALVESTON | HOUSTON | 2020-11-24 | 9.95 | 10 | 10 | 10 | 10 | 10 | 10 | 10 | 10 | 10 | 10 | 10 | 10 | 10 | 10 | 10 | 10 | 10 | 10 | 10 | 10
BRP HYDRA BESS |  | HYDR_ESS_BES1 | BA | STORAGE | OPER | CONV | PECOS | WEST | 2024-10-04 | 200.8 | 200 | 200 | 200 | 200 | 200 | 200 | 200 | 200 | 200 | 200 | 200 | 200 | 200 | 200 | 200 | 200 | 200 | 200 | 200 | 200
BRP LIBRA BESS |  | LBRA_ESS_BES1 | BA | STORAGE | OPER | CONV | GUADALUPE | SOUTH | 2024-04-09 | 201.02 | 200 | 200 | 200 | 200 | 200 | 200 | 200 | 200 | 200 | 200 | 200 | 200 | 200 | 200 | 200 | 200 | 200 | 200 | 200 | 200
BRP LOOP 463 |  | L_463S_UNIT1 | BA | STORAGE | OPER | CONV-DGR | VICTORIA | SOUTH | 2021-08-11 | 9.95 | 10 | 10 | 10 | 10 | 10 | 10 | 10 | 10 | 10 | 10 | 10 | 10 | 10 | 10 | 10 | 10 | 10 | 10 | 10 | 10
BRP LOPENO |  | LOPENO_UNIT1 | BA | STORAGE | OPER | CONV-DGR | ZAPATA | SOUTH | 2021-12-17 | 9.95 | 10 | 10 | 10 | 10 | 10 | 10 | 10 | 10 | 10 | 10 | 10 | 10 | 10 | 10 | 10 | 10 | 10 | 10 | 10 | 10
BRP MAGNOLIA |  | MAGNO_TN_UNIT1 | BA | STORAGE | OPER | CONV-DGR | GALVESTON | HOUSTON | 2022-10-26 | 9.95 | 10 | 10 | 10 | 10 | 10 | 10 | 10 | 10 | 10 | 10 | 10 | 10 | 10 | 10 | 10 | 10 | 10 | 10 | 10 | 10
BRP ODESSA SW |  | ODESW_UNIT1 | BA | STORAGE | OPER | CONV-DGR | ECTOR | WEST | 2020-07-17 | 9.95 | 10 | 10 | 10 | 10 | 10 | 10 | 10 | 10 | 10 | 10 | 10 | 10 | 10 | 10 | 10 | 10 | 10 | 10 | 10 | 10
BRP PALEO BESS |  | PALE_ESS_BES1 | BA | STORAGE | OPER | CONV | HALE | PANHANDLE | 2024-10-04 | 200.8 | 200 | 200 | 200 | 200 | 200 | 200 | 200 | 200 | 200 | 200 | 200 | 200 | 200 | 200 | 200 | 200 | 200 | 200 | 200 | 200
BRP PAVO BESS U1 |  | PAVO_ESS_BESS1 | BA | STORAGE | OPER | CONV | PECOS | WEST | 2024-09-06 | 87.9 | 87.5 | 87.5 | 87.5 | 87.5 | 87.5 | 87.5 | 87.5 | 87.5 | 87.5 | 87.5 | 87.5 | 87.5 | 87.5 | 87.5 | 87.5 | 87.5 | 87.5 | 87.5 | 87.5 | 87.5
BRP PAVO BESS U2 |  | PAVO_ESS_BESS2 | BA | STORAGE | OPER | CONV | PECOS | WEST | 2024-09-06 | 87.9 | 87.5 | 87.5 | 87.5 | 87.5 | 87.5 | 87.5 | 87.5 | 87.5 | 87.5 | 87.5 | 87.5 | 87.5 | 87.5 | 87.5 | 87.5 | 87.5 | 87.5 | 87.5 | 87.5 | 87.5
BRP PUEBLO I |  | PUEBLO_UNIT1 | BA | STORAGE | OPER | CONV-DGR | MAVERICK | SOUTH | 2021-06-25 | 9.9 | 9.9 | 9.9 | 9.9 | 9.9 | 9.9 | 10 | 10 | 10 | 10 | 10 | 10 | 10 | 10 | 10 | 10 | 10 | 10 | 10 | 10 | 10
BRP PUEBLO II |  | PUEBLO_UNIT2 | BA | STORAGE | OPER | CONV-DGR | MAVERICK | SOUTH | 2021-06-25 | 9.9 | 9.9 | 9.9 | 9.9 | 9.9 | 9.9 | 10 | 10 | 10 | 10 | 10 | 10 | 10 | 10 | 10 | 10 | 10 | 10 | 10 | 10 | 10
BRP RANCHTOWN |  | K0_UNIT1 | BA | STORAGE | OPER | CONV-DGR | BEXAR | SOUTH | 2021-07-19 | 9.95 | 10 | 10 | 10 | 10 | 10 | 10 | 10 | 10 | 10 | 10 | 10 | 10 | 10 | 10 | 10 | 10 | 10 | 10 | 10 | 10
BRP SWEENY |  | SWEENY_UNIT1 | BA | STORAGE | OPER | CONV-DGR | BRAZORIA | COASTAL | 2022-09-14 | 9.95 | 10 | 10 | 10 | 10 | 10 | 10 | 10 | 10 | 10 | 10 | 10 | 10 | 10 | 10 | 10 | 10 | 10 | 10 | 10 | 10
BRP TORTOLAS BESS |  | TORT_ESS_BESS1 | BA | STORAGE | OPER | CONV | BRAZORIA | COASTAL | 2025-01-06 | 50.3 | 50 | 50 | 50 | 50 | 50 | 50 | 50 | 50 | 50 | 50 | 50 | 50 | 50 | 50 | 50 | 50 | 50 | 50 | 50 | 50
BRP ZAPATA I |  | ZAPATA_UNIT1 | BA | STORAGE | OPER | CONV-DGR | ZAPATA | SOUTH | 2021-06-30 | 9.95 | 10 | 10 | 10 | 10 | 10 | 10 | 10 | 10 | 10 | 10 | 10 | 10 | 10 | 10 | 10 | 10 | 10 | 10 | 10 | 10
BRP ZAPATA II |  | ZAPATA_UNIT2 | BA | STORAGE | OPER | CONV-DGR | ZAPATA | SOUTH | 2021-06-30 | 9.95 | 10 | 10 | 10 | 10 | 10 | 10 | 10 | 10 | 10 | 10 | 10 | 10 | 10 | 10 | 10 | 10 | 10 | 10 | 10 | 10
BURKSOL BESS (DONEGAL BESS) |  | BKSL_ESS_BESS1 | BA | STORAGE | OPER | CONV | DICKENS | PANHANDLE | 2025-03-31 | 103.27 | 100 | 100 | 100 | 100 | 100 | 100 | 100 | 100 | 100 | 100 | 100 | 100 | 100 | 100 | 100 | 100 | 100 | 100 | 100 | 100
BYPASS BATTERY STORAGE |  | BYP_BESS1 | BA | STORAGE | OPER | CONV | FORT BEND | HOUSTON | 2025-12-15 | 207.89 | 200 | 200 | 200 | 200 | 200 | 200 | 200 | 200 | 200 | 200 | 200 | 200 | 200 | 200 | 200 | 200 | 200 | 200 | 200 | 200
BYRD RANCH STORAGE |  | BYRDR_ES_BESS1 | BA | STORAGE | OPER | CONV | BRAZORIA | COASTAL | 2022-08-01 | 55.16 | 50 | 50 | 50 | 50 | 50 | 50 | 50 | 50 | 50 | 50 | 50 | 50 | 50 | 50 | 50 | 50 | 50 | 50 | 50 | 50
CACHI BESS |  | CACH_ESS_BESS1 | BA | STORAGE | OPER | CONV | GUADALUPE | SOUTH | 2025-03-31 | 205.46 | 200 | 200 | 200 | 200 | 200 | 200 | 200 | 200 | 200 | 200 | 200 | 200 | 200 | 200 | 200 | 200 | 200 | 200 | 200 | 200
CALLISTO I ENERGY CENTER U1 |  | CLO_BESS1 | BA | STORAGE | OPER | CONV | HARRIS | HOUSTON | 2024-08-15 | 101.5 | 100 | 100 | 100 | 100 | 100 | 100 | 100 | 100 | 100 | 100 | 100 | 100 | 100 | 100 | 100 | 100 | 100 | 100 | 100 | 100
CALLISTO I ENERGY CENTER U2 |  | CLO_BESS2 | BA | STORAGE | OPER | CONV | HARRIS | HOUSTON | 2024-08-15 | 101.5 | 100 | 100 | 100 | 100 | 100 | 100 | 100 | 100 | 100 | 100 | 100 | 100 | 100 | 100 | 100 | 100 | 100 | 100 | 100 | 100
CAMERON STORAGE (SABAL STORAGE) |  | CAMWIND_BESS1 | BA | STORAGE | OPER | CONV | CAMERON | COASTAL | 2024-03-26 | 16.67 | 16.4 | 16.4 | 16.4 | 16.4 | 16.4 | 16.4 | 16.4 | 16.4 | 16.4 | 16.4 | 16.4 | 16.4 | 16.4 | 16.4 | 16.4 | 16.4 | 16.4 | 16.4 | 16.4 | 16.4
CARINA BESS |  | CARN_ESS_BES1 | BA | STORAGE | OPER | CONV | NUECES | COASTAL | 2025-03-19 | 154.11 | 150 | 150 | 150 | 150 | 150 | 150 | 150 | 150 | 150 | 150 | 150 | 150 | 150 | 150 | 150 | 150 | 150 | 150 | 150 | 150
CARRIZO SPRINGS BESS |  | CARRIZO_BESS1 | BA | STORAGE | OPER | CONV-DGR | DIMMIT | SOUTH | 2025-05-30 | 9.9 | 9.9 | 9.9 | 9.9 | 9.9 | 9.9 | 9.9 | 9.9 | 9.9 | 9.9 | 9.9 | 9.9 | 9.9 | 9.9 | 9.9 | 9.9 | 9.9 | 9.9 | 9.9 | 9.9 | 9.9
CASTLE GAP BATTERY |  | CASL_GAP_BATTERY1 | BA | STORAGE | OPER | CONV | UPTON | WEST | 2018-12-31 | 9.9 | 9.9 | 9.9 | 9.9 | 9.9 | 9.9 | 9.9 | 9.9 | 9.9 | 9.9 | 9.9 | 9.9 | 9.9 | 9.9 | 9.9 | 9.9 | 9.9 | 9.9 | 9.9 | 9.9 | 9.9
CATARINA BESS |  | CATARINA_BESS | BA | STORAGE | OPER | CONV-DGR | DIMMIT | SOUTH | 2022-09-15 | 9.95 | 9.9 | 9.9 | 9.9 | 9.9 | 9.9 | 9.9 | 9.9 | 9.9 | 9.9 | 9.9 | 9.9 | 9.9 | 9.9 | 9.9 | 9.9 | 9.9 | 9.9 | 9.9 | 9.9 | 9.9
CEDARVALE BESS |  | CEDRVALE_BESS | BA | STORAGE | OPER | CONV-DGR | REEVES | WEST | 2022-09-15 | 9.95 | 9.9 | 9.9 | 9.9 | 9.9 | 9.9 | 9.9 | 9.9 | 9.9 | 9.9 | 9.9 | 9.9 | 9.9 | 9.9 | 9.9 | 9.9 | 9.9 | 9.9 | 9.9 | 9.9 | 9.9
CENTURY BESS |  | CNTRY_BESS1 | BA | STORAGE | OPER | CONV-DGR | TARRANT | NORTH | 2024-12-18 | 9.88 | 9.9 | 9.9 | 9.9 | 9.9 | 9.9 | 9.9 | 9.9 | 9.9 | 9.9 | 9.9 | 9.9 | 9.9 | 9.9 | 9.9 | 9.9 | 9.9 | 9.9 | 9.9 | 9.9 | 9.9
CHILLINGHAM STORAGE |  | CHIL_SLR_BESS1 | BA | STORAGE | OPER | CONV | BELL | NORTH | 2025-08-02 | 153.93 | 150 | 150 | 150 | 150 | 150 | 150 | 150 | 150 | 150 | 150 | 150 | 150 | 150 | 150 | 150 | 150 | 150 | 150 | 150 | 150
CHISHOLM GRID |  | CHISMGRD_BES1 | BA | STORAGE | OPER | CONV | TARRANT | NORTH | 2021-07-09 | 101.7 | 100 | 100 | 100 | 100 | 100 | 100 | 100 | 100 | 100 | 100 | 100 | 100 | 100 | 100 | 100 | 100 | 100 | 100 | 100 | 100
CISCO BESS |  | CISC_BESS | BA | STORAGE | OPER | CONV-DGR | EASTLAND | NORTH | 2024-10-29 | 9.9 | 9.9 | 9.9 | 9.9 | 9.9 | 9.9 | 9.9 | 9.9 | 9.9 | 9.9 | 9.9 | 9.9 | 9.9 | 9.9 | 9.9 | 9.9 | 9.9 | 9.9 | 9.9 | 9.9 | 9.9
CITRUS CITY BESS |  | CITRUSCY_BESS1 | BA | STORAGE | OPER | CONV-DGR | HIDALGO | SOUTH | 2025-01-22 | 9.9 | 9.9 | 9.9 | 9.9 | 9.9 | 9.9 | 9.9 | 9.9 | 9.9 | 9.9 | 9.9 | 9.9 | 9.9 | 9.9 | 9.9 | 9.9 | 9.9 | 9.9 | 9.9 | 9.9 | 9.9
COMMERCE ST ESS |  | X4_SWRI | BA | STORAGE | OPER | CONV-DGR | BEXAR | SOUTH | 2020-10-14 | 10 | 10 | 10 | 10 | 10 | 10 | 10 | 10 | 10 | 10 | 10 | 10 | 10 | 10 | 10 | 10 | 10 | 10 | 10 | 10 | 10
CONNOLLY STORAGE |  | CNLY_ESS_BESS_1 | BA | STORAGE | OPER | CONV | WISE | NORTH | 2024-11-01 | 125.41 | 125 | 125 | 125 | 125 | 125 | 125 | 125 | 125 | 125 | 125 | 125 | 125 | 125 | 125 | 125 | 125 | 125 | 125 | 125 | 125
CONTINENTAL BESS |  | CONTINEN_BESS1 | BA | STORAGE | OPER | CONV-DGR | STARR | SOUTH | 2024-07-31 | 9.9 | 9.9 | 9.9 | 9.9 | 9.9 | 9.9 | 9.9 | 9.9 | 9.9 | 9.9 | 9.9 | 9.9 | 9.9 | 9.9 | 9.9 | 9.9 | 9.9 | 9.9 | 9.9 | 9.9 | 9.9
CORAL STORAGE U1 |  | CORALSLR_BESS1 | BA | STORAGE | OPER | CONV | FALLS | NORTH | 2023-12-15 | 48.4 | 47.6 | 47.6 | 47.6 | 47.6 | 47.6 | 47.6 | 47.6 | 47.6 | 47.6 | 47.6 | 47.6 | 47.6 | 47.6 | 47.6 | 47.6 | 47.6 | 47.6 | 47.6 | 47.6 | 47.6
CORAL STORAGE U2 |  | CORALSLR_BESS2 | BA | STORAGE | OPER | CONV | FALLS | NORTH | 2023-12-15 | 52.2 | 51.4 | 51.4 | 51.4 | 51.4 | 51.4 | 51.4 | 51.4 | 51.4 | 51.4 | 51.4 | 51.4 | 51.4 | 51.4 | 51.4 | 51.4 | 51.4 | 51.4 | 51.4 | 51.4 | 51.4
CORAZON STORAGE |  | CORAZON_BESS1 | BA | STORAGE | OPER | CONV | WEBB | SOUTH | 2025-07-30 | 204.8 | 200 | 200 | 200 | 200 | 200 | 200 | 200 | 200 | 200 | 200 | 200 | 200 | 200 | 200 | 200 | 200 | 200 | 200 | 200 | 200
COTTONWOOD BAYOU STORAGE |  | CTW_BESS1 | BA | STORAGE | OPER | CONV | BRAZORIA | COASTAL | 2025-06-12 | 153.03 | 150 | 150 | 150 | 150 | 150 | 150 | 150 | 150 | 150 | 150 | 150 | 150 | 150 | 150 | 150 | 150 | 150 | 150 | 150 | 150
COYOTE SPRINGS BESS |  | COYOTSPR_BESS | BA | STORAGE | OPER | CONV-DGR | REEVES | WEST | 2022-09-15 | 9.95 | 9.9 | 9.9 | 9.9 | 9.9 | 9.9 | 9.9 | 9.9 | 9.9 | 9.9 | 9.9 | 9.9 | 9.9 | 9.9 | 9.9 | 9.9 | 9.9 | 9.9 | 9.9 | 9.9 | 9.9
CROCKETT BESS |  | CR_BESS1 | BA | STORAGE | OPER | CONV-DGR | HARRIS | HOUSTON | 2024-12-13 | 9.88 | 9.9 | 9.9 | 9.9 | 9.9 | 9.9 | 9.9 | 9.9 | 9.9 | 9.9 | 9.9 | 9.9 | 9.9 | 9.9 | 9.9 | 9.9 | 9.9 | 9.9 | 9.9 | 9.9 | 9.9
CROSBY BESS |  | CS_BESS | BA | STORAGE | OPER | CONV-DGR | HARRIS | HOUSTON | 2025-03-13 | 9.9 | 9.9 | 9.9 | 9.9 | 9.9 | 9.9 | 9.9 | 9.9 | 9.9 | 9.9 | 9.9 | 9.9 | 9.9 | 9.9 | 9.9 | 9.9 | 9.9 | 9.9 | 9.9 | 9.9 | 9.9
CROSS TRAILS STORAGE |  | CROSSTRL_BESS1 | BA | STORAGE | OPER | CONV | SCURRY | WEST | 2025-05-25 | 58.29 | 57 | 57 | 57 | 57 | 57 | 57 | 57 | 57 | 57 | 57 | 57 | 57 | 57 | 57 | 57 | 57 | 57 | 57 | 57 | 57
CROSSETT POWER U1 |  | CROSSETT_BES1 | BA | STORAGE | OPER | CONV | CRANE | WEST | 2021-08-01 | 101.5 | 100 | 100 | 100 | 100 | 100 | 100 | 100 | 100 | 100 | 100 | 100 | 100 | 100 | 100 | 100 | 100 | 100 | 100 | 100 | 100
CROSSETT POWER U2 |  | CROSSETT_BES2 | BA | STORAGE | OPER | CONV | CRANE | WEST | 2021-08-01 | 101.5 | 100 | 100 | 100 | 100 | 100 | 100 | 100 | 100 | 100 | 100 | 100 | 100 | 100 | 100 | 100 | 100 | 100 | 100 | 100 | 100
DAMON STORAGE |  | DA_BESS | BA | STORAGE | OPER | CONV-DGR | BRAZORIA | COASTAL | 2025-03-21 | 4.98 | 5 | 5 | 5 | 5 | 5 | 5 | 5 | 5 | 5 | 5 | 5 | 5 | 5 | 5 | 5 | 5 | 5 | 5 | 5 | 5
DANISH FIELDS STORAGE U1 |  | DAN_BESS1 | BA | STORAGE | OPER | CONV | WHARTON | SOUTH | 2025-04-30 | 77.8 | 76.3 | 76.3 | 76.3 | 76.3 | 76.3 | 76.3 | 76.3 | 76.3 | 76.3 | 76.3 | 76.3 | 76.3 | 76.3 | 76.3 | 76.3 | 76.3 | 76.3 | 76.3 | 76.3 | 76.3
DANISH FIELDS STORAGE U2 |  | DAN_BESS2 | BA | STORAGE | OPER | CONV | WHARTON | SOUTH | 2025-04-30 | 75.1 | 73.7 | 73.7 | 73.7 | 73.7 | 73.7 | 73.7 | 73.7 | 73.7 | 73.7 | 73.7 | 73.7 | 73.7 | 73.7 | 73.7 | 73.7 | 73.7 | 73.7 | 73.7 | 73.7 | 73.7
DECORDOVA BESS U1 |  | DCSES_BES1 | BA | STORAGE | OPER | CONV | HOOD | NORTH | 2022-05-03 | 67.3 | 66.5 | 66.5 | 66.5 | 66.5 | 66.5 | 66.5 | 66.5 | 66.5 | 66.5 | 66.5 | 66.5 | 66.5 | 66.5 | 66.5 | 66.5 | 66.5 | 66.5 | 66.5 | 66.5 | 66.5
DECORDOVA BESS U2 |  | DCSES_BES2 | BA | STORAGE | OPER | CONV | HOOD | NORTH | 2022-05-03 | 67.3 | 66.5 | 66.5 | 66.5 | 66.5 | 66.5 | 66.5 | 66.5 | 66.5 | 66.5 | 66.5 | 66.5 | 66.5 | 66.5 | 66.5 | 66.5 | 66.5 | 66.5 | 66.5 | 66.5 | 66.5
DECORDOVA BESS U3 |  | DCSES_BES3 | BA | STORAGE | OPER | CONV | HOOD | NORTH | 2022-05-03 | 64.2 | 63.5 | 63.5 | 63.5 | 63.5 | 63.5 | 63.5 | 63.5 | 63.5 | 63.5 | 63.5 | 63.5 | 63.5 | 63.5 | 63.5 | 63.5 | 63.5 | 63.5 | 63.5 | 63.5 | 63.5
DECORDOVA BESS U4 |  | DCSES_BES4 | BA | STORAGE | OPER | CONV | HOOD | NORTH | 2022-05-03 | 64.2 | 63.5 | 63.5 | 63.5 | 63.5 | 63.5 | 63.5 | 63.5 | 63.5 | 63.5 | 63.5 | 63.5 | 63.5 | 63.5 | 63.5 | 63.5 | 63.5 | 63.5 | 63.5 | 63.5 | 63.5
DESERT WILLOW BESS |  | DSWL_ESS_BES1 | BA | STORAGE | OPER | CONV | ELLIS | NORTH | 2025-05-12 | 154.4 | 150 | 150 | 150 | 150 | 150 | 150 | 150 | 150 | 150 | 150 | 150 | 150 | 150 | 150 | 150 | 150 | 150 | 150 | 150 | 150
DIBOLL BESS |  | DIBOL_BESS | BA | STORAGE | OPER | CONV-DGR | ANGELINA | NORTH | 2023-02-15 | 9.95 | 9.9 | 9.9 | 9.9 | 9.9 | 9.9 | 9.9 | 9.9 | 9.9 | 9.9 | 9.9 | 9.9 | 9.9 | 9.9 | 9.9 | 9.9 | 9.9 | 9.9 | 9.9 | 9.9 | 9.9
DOGFISH BESS |  | DGFS_ESR_BESS1 | BA | STORAGE | OPER | CONV | PECOS | WEST | 2025-04-16 | 78.2 | 75 | 75 | 75 | 75 | 75 | 75 | 75 | 75 | 75 | 75 | 75 | 75 | 75 | 75 | 75 | 75 | 75 | 75 | 75 | 75
EBONY ENERGY STORAGE |  | EBNY_ESS_BESS1 | BA | STORAGE | OPER | CONV | COMAL | SOUTH | 2024-06-12 | 201.2 | 200 | 200 | 200 | 200 | 200 | 200 | 200 | 200 | 200 | 200 | 200 | 200 | 200 | 200 | 200 | 200 | 200 | 200 | 200 | 200
ELIZA STORAGE |  | ELZA_SLR_BES1 | BA | STORAGE | OPER | CONV | KAUFMAN | NORTH | 2025-06-17 | 100.4 | 100 | 100 | 100 | 100 | 100 | 100 | 100 | 100 | 100 | 100 | 100 | 100 | 100 | 100 | 100 | 100 | 100 | 100 | 100 | 100
ELM STREET BESS2 |  | ELM_ST_BESS2 | BA | STORAGE | OPER | CONV-DGR | REEVES | WEST | 2025-11-11 | 9.9 | 9.9 | 9.9 | 9.9 | 9.9 | 9.9 | 9.9 | 9.9 | 9.9 | 9.9 | 9.9 | 9.9 | 9.9 | 9.9 | 9.9 | 9.9 | 9.9 | 9.9 | 9.9 | 9.9 | 9.9
EMPIRE CENTRAL BESS |  | EMPCT1_BESS1 | BA | STORAGE | OPER | CONV-DGR | DALLAS | NORTH | 2026-01-13 | 9.95 | 9.9 | 9.9 | 9.9 | 9.9 | 9.9 | 10 | 10 | 10 | 10 | 10 | 9.9 | 9.9 | 9.9 | 9.9 | 9.9 | 10 | 10 | 10 | 10 | 10
ENDURANCE PARK STORAGE |  | ENDPARKS_ESS1 | BA | STORAGE | OPER | CONV | SCURRY | WEST | 2022-11-01 | 51.5 | 50 | 50 | 50 | 50 | 50 | 50 | 50 | 50 | 50 | 50 | 50 | 50 | 50 | 50 | 50 | 50 | 50 | 50 | 50 | 50
ESTONIAN ENERGY STORAGE |  | ESTONIAN_BES1 | BA | STORAGE | OPER | CONV | DELTA | NORTH | 2023-06-01 | 101.6 | 101.6 | 101.6 | 101.6 | 101.6 | 101.6 | 101.6 | 101.6 | 101.6 | 101.6 | 101.6 | 101.6 | 101.6 | 101.6 | 101.6 | 101.6 | 101.6 | 101.6 | 101.6 | 101.6 | 101.6
EUNICE STORAGE |  | EUNICE_BES1 | BA | STORAGE | OPER | CONV | ANDREWS | WEST | 2020-12-31 | 40.3 | 40.3 | 40.3 | 40.3 | 40.3 | 40.3 | 40.3 | 40.3 | 40.3 | 40.3 | 40.3 | 40.3 | 40.3 | 40.3 | 40.3 | 40.3 | 40.3 | 40.3 | 40.3 | 40.3 | 40.3
EVELYN BATTERY ENERGY STORAGE SYSTEM |  | EVLN_ESS_BESS1 | BA | STORAGE | OPER | CONV | GALVESTON | HOUSTON | 2025-05-06 | 227.9 | 220 | 220 | 220 | 220 | 220 | 220 | 220 | 220 | 220 | 220 | 220 | 220 | 220 | 220 | 220 | 220 | 220 | 220 | 220 | 220
FALFUR BESS |  | FALFUR_BESS | BA | STORAGE | OPER | CONV-DGR | BROOKS | SOUTH | 2024-09-09 | 9.9 | 9.9 | 9.9 | 9.9 | 9.9 | 9.9 | 9.9 | 9.9 | 9.9 | 9.9 | 9.9 | 9.9 | 9.9 | 9.9 | 9.9 | 9.9 | 9.9 | 9.9 | 9.9 | 9.9 | 9.9
FALFURRIAS BESS |  | FALFUR_BESS1 | BA | STORAGE | OPER | CONV-DGR | BROOKS | SOUTH | 2025-02-15 | 9.8 | 9.8 | 9.8 | 9.8 | 9.8 | 9.8 | 9.8 | 9.8 | 9.8 | 9.8 | 9.8 | 9.8 | 9.8 | 9.8 | 9.8 | 9.8 | 9.8 | 9.8 | 9.8 | 9.8 | 9.8
FARMERSVILLE BESS |  | FRMRSVLW_BESS | BA | STORAGE | OPER | CONV-DGR | COLLIN | NORTH | 2024-06-18 | 9.9 | 9.9 | 9.9 | 9.9 | 9.9 | 9.9 | 9.9 | 9.9 | 9.9 | 9.9 | 9.9 | 9.9 | 9.9 | 9.9 | 9.9 | 9.9 | 9.9 | 9.9 | 9.9 | 9.9 | 9.9
FARMERSVILLE WEST BESS 2 |  | FRMRSVL1_BES2 | BA | STORAGE | OPER | CONV-DGR | COLLIN | NORTH | 2025-02-20 | 9.9 | 9.9 | 9.9 | 9.9 | 9.9 | 9.9 | 9.9 | 9.9 | 9.9 | 9.9 | 9.9 | 9.9 | 9.9 | 9.9 | 9.9 | 9.9 | 9.9 | 9.9 | 9.9 | 9.9 | 9.9
FAULKNER BESS |  | FAULKNER_BESS | BA | STORAGE | OPER | CONV-DGR | REEVES | WEST | 2022-08-15 | 9.95 | 9.9 | 9.9 | 9.9 | 9.9 | 9.9 | 9.9 | 9.9 | 9.9 | 9.9 | 9.9 | 9.9 | 9.9 | 9.9 | 9.9 | 9.9 | 9.9 | 9.9 | 9.9 | 9.9 | 9.9
FENCE POST BESS U1 |  | FENCESLR_BESS1 | BA | STORAGE | OPER | CONV | NAVARRO | NORTH | 2023-03-03 | 72.01 | 70 | 70 | 70 | 70 | 70 | 70 | 70 | 70 | 70 | 70 | 70 | 70 | 70 | 70 | 70 | 70 | 70 | 70 | 70 | 70
FIVE WELLS STORAGE |  | FIVEWSLR_BESS1 | BA | STORAGE | OPER | CONV | BELL | NORTH | 2024-06-04 | 228.54 | 220 | 220 | 220 | 220 | 220 | 220 | 220 | 220 | 220 | 220 | 220 | 220 | 220 | 220 | 220 | 220 | 220 | 220 | 220 | 220
FLAT TOP BATTERY |  | FLAT_TOP_FLATU1 | BA | STORAGE | OPER | CONV-DGR | REEVES | WEST | 2020-05-05 | 9.9 | 9.9 | 9.9 | 9.9 | 9.9 | 9.9 | 9.9 | 9.9 | 9.9 | 9.9 | 9.9 | 9.9 | 9.9 | 9.9 | 9.9 | 9.9 | 9.9 | 9.9 | 9.9 | 9.9 | 9.9
FLOWER VALLEY II BATT |  | FLOWERII_BESS1 | BA | STORAGE | OPER | CONV | REEVES | WEST | 2021-08-01 | 101.5 | 100 | 100 | 100 | 100 | 100 | 100 | 100 | 100 | 100 | 100 | 100 | 100 | 100 | 100 | 100 | 100 | 100 | 100 | 100 | 100
FORT DUNCAN BESS |  | FTDUNCAN_BESS_GEN | BA | STORAGE | OPER | CONV | MAVERICK | SOUTH | 2025-06-01 | 101.6 | 100 | 100 | 100 | 100 | 100 | 100 | 100 | 100 | 100 | 100 | 100 | 100 | 100 | 100 | 100 | 100 | 100 | 100 | 100 | 100
FORT MASON BESS |  | FORTMA_BESS1 | BA | STORAGE | OPER | CONV-DGR | MASON | SOUTH | 2025-06-30 | 9.99 | 10 | 10 | 10 | 10 | 10 | 10 | 10 | 10 | 10 | 10 | 10 | 10 | 10 | 10 | 10 | 10 | 10 | 10 | 10 | 10
FT STOCKTON (DOWNTOWN BESS) |  | TNFS_BESS1 | BA | STORAGE | OPER | CONV-DGR | PECOS | WEST | 2025-11-11 | 9.9 | 9.9 | 9.9 | 9.9 | 9.9 | 9.9 | 9.9 | 9.9 | 9.9 | 9.9 | 9.9 | 9.9 | 9.9 | 9.9 | 9.9 | 9.9 | 9.9 | 9.9 | 9.9 | 9.9 | 9.9
GAMBIT BATTERY |  | GAMBIT_BESS1 | BA | STORAGE | OPER | CONV | BRAZORIA | COASTAL | 2021-06-01 | 102.4 | 100 | 100 | 100 | 100 | 100 | 100 | 100 | 100 | 100 | 100 | 100 | 100 | 100 | 100 | 100 | 100 | 100 | 100 | 100 | 100
GARDEN CITY EAST BESS |  | GRDNE_BESS | BA | STORAGE | OPER | CONV-DGR | GLASSCOCK | WEST | 2023-10-13 | 9.95 | 9.9 | 9.9 | 9.9 | 9.9 | 9.9 | 9.9 | 9.9 | 9.9 | 9.9 | 9.9 | 9.9 | 9.9 | 9.9 | 9.9 | 9.9 | 9.9 | 9.9 | 9.9 | 9.9 | 9.9
GEARS BESS |  | GZ_BESS1 | BA | STORAGE | OPER | CONV-DGR | HARRIS | HOUSTON | 2025-02-15 | 9.9 | 9.9 | 9.9 | 9.9 | 9.9 | 9.9 | 9.9 | 9.9 | 9.9 | 9.9 | 9.9 | 9.9 | 9.9 | 9.9 | 9.9 | 9.9 | 9.9 | 9.9 | 9.9 | 9.9 | 9.9
GEARS BESS2 |  | GZ_BESS2 | BA | STORAGE | OPER | CONV-DGR | HARRIS | HOUSTON | 2025-12-30 | 9.95 | 10 | 10 | 10 | 10 | 10 | 10 | 10 | 10 | 10 | 10 | 10 | 10 | 10 | 10 | 10 | 10 | 10 | 10 | 10 | 10
GEORGETOWN SOUTH (RABBIT HILL ESS) |  | GEORSO_ESS_1 | BA | STORAGE | OPER | CONV-DGR | WILLIAMSON | SOUTH | 2019-11-12 | 9.9 | 9.9 | 9.9 | 9.9 | 9.9 | 9.9 | 9.9 | 9.9 | 9.9 | 9.9 | 9.9 | 9.9 | 9.9 | 9.9 | 9.9 | 9.9 | 9.9 | 9.9 | 9.9 | 9.9 | 9.9
GIGA TEXAS ENERGY STORAGE |  | GIGA_ESS_BESS_1 | BA | STORAGE | OPER | CONV | TRAVIS | SOUTH | 2024-08-09 | 125.31 | 125 | 125 | 125 | 125 | 125 | 125 | 125 | 125 | 125 | 125 | 125 | 125 | 125 | 125 | 125 | 125 | 125 | 125 | 125 | 125
GOMEZ BESS |  | GOMZ_BESS | BA | STORAGE | OPER | CONV-DGR | REEVES | WEST | 2023-06-15 | 9.95 | 9.9 | 9.9 | 9.9 | 9.9 | 9.9 | 9.9 | 9.9 | 9.9 | 9.9 | 9.9 | 9.9 | 9.9 | 9.9 | 9.9 | 9.9 | 9.9 | 9.9 | 9.9 | 9.9 | 9.9
GOODWIN BESS |  | GOODWIN_BESS1 | BA | STORAGE | OPER | CONV-DGR | HIDALGO | SOUTH | 2025-05-31 | 9.9 | 9.9 | 9.9 | 9.9 | 9.9 | 9.9 | 9.9 | 9.9 | 9.9 | 9.9 | 9.9 | 9.9 | 9.9 | 9.9 | 9.9 | 9.9 | 9.9 | 9.9 | 9.9 | 9.9 | 9.9
GREAT KISKADEE STORAGE |  | GKS_BESS_BESS1 | BA | STORAGE | OPER | CONV | HIDALGO | SOUTH | 2025-02-14 | 102.46 | 100 | 100 | 100 | 100 | 100 | 100 | 100 | 100 | 100 | 100 | 100 | 100 | 100 | 100 | 100 | 100 | 100 | 100 | 100 | 100
GREGORY BESS |  | GREGORY_BESS1 | BA | STORAGE | OPER | CONV-DGR | SAN PATRICIO | COASTAL | 2024-11-07 | 9.9 | 9.9 | 9.9 | 9.9 | 9.9 | 9.9 | 9.9 | 9.9 | 9.9 | 9.9 | 9.9 | 9.9 | 9.9 | 9.9 | 9.9 | 9.9 | 9.9 | 9.9 | 9.9 | 9.9 | 9.9
HAMILTON BESS U1 |  | HAMILTON_BESS | BA | STORAGE | OPER | CONV-DGR | VAL VERDE | WEST | 2023-08-15 | 9.9 | 9.9 | 9.9 | 9.9 | 9.9 | 9.9 | 9.9 | 9.9 | 9.9 | 9.9 | 9.9 | 9.9 | 9.9 | 9.9 | 9.9 | 9.9 | 9.9 | 9.9 | 9.9 | 9.9 | 9.9
HEARN ROAD BESS |  | HEARN_RD_BESS1 | BA | STORAGE | OPER | CONV-DGR | NUECES | COASTAL | 2025-01-15 | 9.8 | 9.8 | 9.8 | 9.8 | 9.8 | 9.8 | 9.8 | 9.8 | 9.8 | 9.8 | 9.8 | 9.8 | 9.8 | 9.8 | 9.8 | 9.8 | 9.8 | 9.8 | 9.8 | 9.8 | 9.8
HIDDEN VALLEY BESS |  | HV_BESS1 | BA | STORAGE | OPER | CONV-DGR | HARRIS | HOUSTON | 2025-02-15 | 9.9 | 9.9 | 9.9 | 9.9 | 9.9 | 9.9 | 9.9 | 9.9 | 9.9 | 9.9 | 9.9 | 9.9 | 9.9 | 9.9 | 9.9 | 9.9 | 9.9 | 9.9 | 9.9 | 9.9 | 9.9
HIGH LONESOME BESS |  | HI_LONEB_BESS1 | BA | STORAGE | OPER | CONV | CROCKETT | WEST | 2022-07-27 | 51.1 | 50 | 50 | 50 | 50 | 50 | 50 | 50 | 50 | 50 | 50 | 50 | 50 | 50 | 50 | 50 | 50 | 50 | 50 | 50 | 50
HOLCOMB BESS |  | HOLCOMB_BESS | BA | STORAGE | OPER | CONV-DGR | LA SALLE | SOUTH | 2022-09-15 | 9.95 | 9.9 | 9.9 | 9.9 | 9.9 | 9.9 | 9.9 | 9.9 | 9.9 | 9.9 | 9.9 | 9.9 | 9.9 | 9.9 | 9.9 | 9.9 | 9.9 | 9.9 | 9.9 | 9.9 | 9.9
HOLY ESS U1 |  | HLY_BESS1 | BA | STORAGE | OPER | CONV | HARRIS | HOUSTON | 2024-12-30 | 104.66 | 102.2 | 102.2 | 102.2 | 102.2 | 102.2 | 102.2 | 102.2 | 102.2 | 102.2 | 102.2 | 102.2 | 102.2 | 102.2 | 102.2 | 102.2 | 102.2 | 102.2 | 102.2 | 102.2 | 102.2
HOLY ESS U2 |  | HLY_BESS2 | BA | STORAGE | OPER | CONV | HARRIS | HOUSTON | 2024-12-30 | 104.66 | 102.2 | 102.2 | 102.2 | 102.2 | 102.2 | 102.2 | 102.2 | 102.2 | 102.2 | 102.2 | 102.2 | 102.2 | 102.2 | 102.2 | 102.2 | 102.2 | 102.2 | 102.2 | 102.2 | 102.2
HOUSE MOUNTAIN BESS |  | HOUSEMTN_BESS1 | BA | STORAGE | OPER | CONV | BREWSTER | WEST | 2023-07-29 | 61.5 | 60 | 60 | 60 | 60 | 60 | 60 | 60 | 60 | 60 | 60 | 60 | 60 | 60 | 60 | 60 | 60 | 60 | 60 | 60 | 60
HUMMINGBIRD STORAGE |  | HMNG_ESS_BESS1 | BA | STORAGE | OPER | CONV | DENTON | NORTH | 2024-10-11 | 100.38 | 100 | 100 | 100 | 100 | 100 | 100 | 100 | 100 | 100 | 100 | 100 | 100 | 100 | 100 | 100 | 100 | 100 | 100 | 100 | 100
INADALE ESS |  | INDL_ESS | BA | STORAGE | OPER | CONV | NOLAN | WEST | 2017-12-04 | 9.9 | 9.9 | 9.9 | 9.9 | 9.9 | 9.9 | 9.9 | 9.9 | 9.9 | 9.9 | 9.9 | 9.9 | 9.9 | 9.9 | 9.9 | 9.9 | 9.9 | 9.9 | 9.9 | 9.9 | 9.9
INERTIA BESS |  | INRT_W_BESS_1 | BA | STORAGE | OPER | CONV | HASKELL | WEST | 2024-05-08 | 13 | 13 | 13 | 13 | 13 | 13 | 13 | 13 | 13 | 13 | 13 | 13 | 13 | 13 | 13 | 13 | 13 | 13 | 13 | 13 | 13
JADE STORAGE U1 |  | JADE_SLR_BESS1 | BA | STORAGE | OPER | CONV | SCURRY | WEST | 2024-09-30 | 78.53 | 78.1 | 78.1 | 78.1 | 78.1 | 78.1 | 78.1 | 78.1 | 78.1 | 78.1 | 78.1 | 78.1 | 78.1 | 78.1 | 78.1 | 78.1 | 78.1 | 78.1 | 78.1 | 78.1 | 78.1
JADE STORAGE U2 |  | JADE_SLR_BESS2 | BA | STORAGE | OPER | CONV | SCURRY | WEST | 2024-09-30 | 82.27 | 81.9 | 81.9 | 81.9 | 81.9 | 81.9 | 81.9 | 81.9 | 81.9 | 81.9 | 81.9 | 81.9 | 81.9 | 81.9 | 81.9 | 81.9 | 81.9 | 81.9 | 81.9 | 81.9 | 81.9
JARVIS BESS U1 |  | JAR_BES1 | BA | STORAGE | OPER | CONV | BRAZORIA | COASTAL | 2025-06-12 | 149.29 | 147.2 | 147.2 | 147.2 | 147.2 | 147.2 | 147.2 | 147.2 | 147.2 | 147.2 | 147.2 | 147.2 | 147.2 | 147.2 | 147.2 | 147.2 | 147.2 | 147.2 | 147.2 | 147.2 | 147.2
JARVIS BESS U2 |  | JAR_BES2 | BA | STORAGE | OPER | CONV | BRAZORIA | COASTAL | 2025-06-12 | 157.71 | 157.7 | 157.7 | 157.7 | 157.7 | 157.7 | 157.7 | 157.7 | 157.7 | 157.7 | 157.7 | 157.7 | 157.7 | 157.7 | 157.7 | 157.7 | 157.7 | 157.7 | 157.7 | 157.7 | 157.7
JOHNSON CITY BESS |  | JOHNCI_UNIT_1 | BA | STORAGE | OPER | CONV-DGR | BLANCO | SOUTH | 2020-08-05 | 2.25 | 2.3 | 2.3 | 2.3 | 2.3 | 2.3 | 2.3 | 2.3 | 2.3 | 2.3 | 2.3 | 2.3 | 2.3 | 2.3 | 2.3 | 2.3 | 2.3 | 2.3 | 2.3 | 2.3 | 2.3
JUDKINS BESS |  | JDKNS_BESS | BA | STORAGE | OPER | CONV-DGR | ECTOR | WEST | 2024-02-22 | 9.95 | 10 | 10 | 10 | 10 | 10 | 10 | 10 | 10 | 10 | 10 | 10 | 10 | 10 | 10 | 10 | 10 | 10 | 10 | 10 | 10
JUNCTION BESS |  | JUNCTION_BESS | BA | STORAGE | OPER | CONV-DGR | KIMBLE | SOUTH | 2023-06-14 | 9.95 | 9.9 | 9.9 | 9.9 | 9.9 | 9.9 | 9.9 | 9.9 | 9.9 | 9.9 | 9.9 | 9.9 | 9.9 | 9.9 | 9.9 | 9.9 | 9.9 | 9.9 | 9.9 | 9.9 | 9.9
JUNCTION NORTH BESS |  | JUNORTH_BES1 | BA | STORAGE | OPER | CONV-DGR | KIMBLE | SOUTH | 2025-01-22 | 9.9 | 9.9 | 9.9 | 9.9 | 9.9 | 9.9 | 9.9 | 9.9 | 9.9 | 9.9 | 9.9 | 9.9 | 9.9 | 9.9 | 9.9 | 9.9 | 9.9 | 9.9 | 9.9 | 9.9 | 9.9
KINGSBERY ENERGY STORAGE SYSTEM |  | KB_ESS_KB_ESS | BA | STORAGE | OPER | CONV-SODG | TRAVIS | SOUTH | 2017-12-01 | 1.5 | 1.5 | 1.5 | 1.5 | 1.5 | 1.5 | 1.5 | 1.5 | 1.5 | 1.5 | 1.5 | 1.5 | 1.5 | 1.5 | 1.5 | 1.5 | 1.5 | 1.5 | 1.5 | 1.5 | 1.5
LAURELES BESS |  | LAURELES_BESS | BA | STORAGE | OPER | CONV-DGR | CAMERON | COASTAL | 2026-02-06 | 9.9 | 9.9 | 9.9 | 9.9 | 9.9 | 9.9 | 9.9 | 9.9 | 9.9 | 9.9 | 9.9 | 9.9 | 9.9 | 9.9 | 9.9 | 9.9 | 9.9 | 9.9 | 9.9 | 9.9 | 9.9
LIGGETT SWITCH BESS |  | LIGSW_BESS1 | BA | STORAGE | OPER | CONV-DGR | DALLAS | NORTH | 2025-02-08 | 9.88 | 9.9 | 9.9 | 9.9 | 9.9 | 9.9 | 9.9 | 9.9 | 9.9 | 9.9 | 9.9 | 9.9 | 9.9 | 9.9 | 9.9 | 9.9 | 9.9 | 9.9 | 9.9 | 9.9 | 9.9
LILY STORAGE |  | LILY_BESS1 | BA | STORAGE | OPER | CONV | KAUFMAN | NORTH | 2021-06-01 | 51.7 | 50 | 50 | 50 | 50 | 50 | 50 | 50 | 50 | 50 | 50 | 50 | 50 | 50 | 50 | 50 | 50 | 50 | 50 | 50 | 50
LIMOUSIN OAK STORAGE |  | LMO_BESS1 | BA | STORAGE | OPER | CONV | GRIMES | NORTH | 2024-09-11 | 100.42 | 100 | 100 | 100 | 100 | 100 | 100 | 100 | 100 | 100 | 100 | 100 | 100 | 100 | 100 | 100 | 100 | 100 | 100 | 100 | 100
LONESTAR BESS |  | LONESTAR_BESS | BA | STORAGE | OPER | CONV-DGR | WARD | WEST | 2022-09-15 | 9.95 | 9.9 | 9.9 | 9.9 | 9.9 | 9.9 | 9.9 | 9.9 | 9.9 | 9.9 | 9.9 | 9.9 | 9.9 | 9.9 | 9.9 | 9.9 | 9.9 | 9.9 | 9.9 | 9.9 | 9.9
LONGBOW BESS |  | LON_BES1 | BA | STORAGE | OPER | CONV | BRAZORIA | COASTAL | 2024-11-13 | 180.8 | 174 | 174 | 174 | 174 | 174 | 174 | 174 | 174 | 174 | 174 | 174 | 174 | 174 | 174 | 174 | 174 | 174 | 174 | 174 | 174
LOWER RIO BESS |  | LOWR_ESS_BESS1 | BA | STORAGE | OPER | CONV | HIDALGO | SOUTH | 2025-03-31 | 60.37 | 60 | 60 | 60 | 60 | 60 | 60 | 60 | 60 | 60 | 60 | 60 | 60 | 60 | 60 | 60 | 60 | 60 | 60 | 60 | 60
LUCKY BLUFF BESS SLF |  | LUCKYBLU_UNIT1 | BA | STORAGE | OPER-SLF | CONV-SLF | ERATH | NORTH | 2025-10-15 | 100.8 | 100 | 100 | 100 | 100 | 100 | 100 | 100 | 100 | 100 | 100 | 100 | 100 | 100 | 100 | 100 | 100 | 100 | 100 | 100 | 100
LUFKIN SOUTH BESS |  | LFSTH_BESS | BA | STORAGE | OPER | CONV-DGR | ANGELINA | NORTH | 2024-02-21 | 9.95 | 10 | 10 | 10 | 10 | 10 | 10 | 10 | 10 | 10 | 10 | 10 | 10 | 10 | 10 | 10 | 10 | 10 | 10 | 10 | 10
LYSSY BESS |  | LYSSY_BESS1 | BA | STORAGE | OPER | CONV-DGR | WILSON | SOUTH | 2025-09-01 | 9.9 | 9.9 | 9.9 | 9.9 | 9.9 | 9.9 | 9.9 | 9.9 | 9.9 | 9.9 | 9.9 | 9.9 | 9.9 | 9.9 | 9.9 | 9.9 | 9.9 | 9.9 | 9.9 | 9.9 | 9.9
MADERO GRID U1 |  | MADERO_UNIT1 | BA | STORAGE | OPER | CONV | HIDALGO | SOUTH | 2022-01-13 | 100.79 | 100 | 100 | 100 | 100 | 100 | 100 | 100 | 100 | 100 | 100 | 100 | 100 | 100 | 100 | 100 | 100 | 100 | 100 | 100 | 100
MADERO GRID U2 (IGNACIO GRID) |  | MADERO_UNIT2 | BA | STORAGE | OPER | CONV | HIDALGO | SOUTH | 2022-03-03 | 100.79 | 100 | 100 | 100 | 100 | 100 | 100 | 100 | 100 | 100 | 100 | 100 | 100 | 100 | 100 | 100 | 100 | 100 | 100 | 100 | 100
MAINLAND BESS |  | MAINLAND_BESS | BA | STORAGE | OPER | CONV-DGR | GALVESTON | HOUSTON | 2024-06-21 | 9.9 | 9.9 | 9.9 | 9.9 | 9.9 | 9.9 | 9.9 | 9.9 | 9.9 | 9.9 | 9.9 | 9.9 | 9.9 | 9.9 | 9.9 | 9.9 | 9.9 | 9.9 | 9.9 | 9.9 | 9.9
MAYBERRY II BESS |  | MAYBERRY_BESS2 | BA | STORAGE | OPER | CONV-DGR | HIDALGO | SOUTH | 2025-01-21 | 9.99 | 9.9 | 9.9 | 9.9 | 9.9 | 9.9 | 9.9 | 9.9 | 9.9 | 9.9 | 9.9 | 9.9 | 9.9 | 9.9 | 9.9 | 9.9 | 9.9 | 9.9 | 9.9 | 9.9 | 9.9
MEDINA LAKE BESS |  | MEDILA_BESS1 | BA | STORAGE | OPER | CONV-DGR | BANDERA | SOUTH | 2026-04-06 | 9.9 | 9.9 | 9.9 | 9.9 | 9.9 | 9.9 | 9.9 | 9.9 | 9.9 | 9.9 | 9.9 | 9.9 | 9.9 | 9.9 | 9.9 | 9.9 | 9.9 | 9.9 | 9.9 | 9.9 | 9.9
MESQUITE BESS |  | MESQUITE_BESS | BA | STORAGE | OPER | CONV-DGR | CAMERON | COASTAL | 2025-11-19 | 9.9 | 9.9 | 9.9 | 9.9 | 9.9 | 9.9 | 9.9 | 9.9 | 9.9 | 9.9 | 9.9 | 9.9 | 9.9 | 9.9 | 9.9 | 9.9 | 9.9 | 9.9 | 9.9 | 9.9 | 9.9
MIDWAY BESS U1 |  | MIDWY_BESS1 | BA | STORAGE | OPER | CONV-DGR | ECTOR | WEST | 2025-05-05 | 9.95 | 10 | 10 | 10 | 10 | 10 | 10 | 10 | 10 | 10 | 10 | 10 | 10 | 10 | 10 | 10 | 10 | 10 | 10 | 10 | 10
MILTON BESS |  | MILTON_BESS1 | BA | STORAGE | OPER | CONV-DGR | KARNES | SOUTH | 2025-04-15 | 9.9 | 9.9 | 9.9 | 9.9 | 9.9 | 9.9 | 9.9 | 9.9 | 9.9 | 9.9 | 9.9 | 9.9 | 9.9 | 9.9 | 9.9 | 9.9 | 9.9 | 9.9 | 9.9 | 9.9 | 9.9
MINERAL WELLS EAST BESS |  | MNWLE_BESS | BA | STORAGE | OPER | CONV-DGR | PALO PINTO | NORTH | 2023-10-13 | 9.95 | 9.9 | 9.9 | 9.9 | 9.9 | 9.9 | 9.9 | 9.9 | 9.9 | 9.9 | 9.9 | 9.9 | 9.9 | 9.9 | 9.9 | 9.9 | 9.9 | 9.9 | 9.9 | 9.9 | 9.9
MU ENERGY STORAGE SYSTEM |  | MU_ESS_MU_ESS | BA | STORAGE | OPER | CONV-SODG | TRAVIS | SOUTH | 2018-07-23 | 1.5 | 1.5 | 1.5 | 1.5 | 1.5 | 1.5 | 1.5 | 1.5 | 1.5 | 1.5 | 1.5 | 1.5 | 1.5 | 1.5 | 1.5 | 1.5 | 1.5 | 1.5 | 1.5 | 1.5 | 1.5
MUENSTER BESS |  | MUENSTER_BESS1 | BA | STORAGE | OPER | CONV-DGR | COOKE | NORTH | 2025-05-22 | 9.9 | 9.9 | 9.9 | 9.9 | 9.9 | 9.9 | 9.9 | 9.9 | 9.9 | 9.9 | 9.9 | 9.9 | 9.9 | 9.9 | 9.9 | 9.9 | 9.9 | 9.9 | 9.9 | 9.9 | 9.9
MUSTANG BAYOU BESS |  | MU_BESS | BA | STORAGE | OPER | CONV-DGR | BRAZORIA | COASTAL | 2025-06-04 | 9.99 | 10 | 10 | 10 | 10 | 10 | 10 | 10 | 10 | 10 | 10 | 10 | 10 | 10 | 10 | 10 | 10 | 10 | 10 | 10 | 10
MUSTANG CREEK STORAGE |  | MUSTNGCK_BES1 | BA | STORAGE | OPER | CONV | JACKSON | SOUTH | 2023-03-29 | 71.49 | 70.5 | 70.5 | 70.5 | 70.5 | 70.5 | 70.5 | 70.5 | 70.5 | 70.5 | 70.5 | 70.5 | 70.5 | 70.5 | 70.5 | 70.5 | 70.5 | 70.5 | 70.5 | 70.5 | 70.5
MYRTLE STORAGE U1 |  | MYR_BES1 | BA | STORAGE | OPER | CONV | BRAZORIA | COASTAL | 2025-02-28 | 76.93 | 76.3 | 76.3 | 76.3 | 76.3 | 76.3 | 76.3 | 76.3 | 76.3 | 76.3 | 76.3 | 76.3 | 76.3 | 76.3 | 76.3 | 76.3 | 76.3 | 76.3 | 76.3 | 76.3 | 76.3
MYRTLE STORAGE U2 |  | MYR_BES2 | BA | STORAGE | OPER | CONV | BRAZORIA | COASTAL | 2025-02-28 | 74.27 | 73.7 | 73.7 | 73.7 | 73.7 | 73.7 | 73.7 | 73.7 | 73.7 | 73.7 | 73.7 | 73.7 | 73.7 | 73.7 | 73.7 | 73.7 | 73.7 | 73.7 | 73.7 | 73.7 | 73.7
NOBLE STORAGE U1 |  | NOBLESLR_BESS1 | BA | STORAGE | OPER | CONV | DENTON | NORTH | 2022-08-01 | 63.5 | 62.5 | 62.5 | 62.5 | 62.5 | 62.5 | 62.5 | 62.5 | 62.5 | 62.5 | 62.5 | 62.5 | 62.5 | 62.5 | 62.5 | 62.5 | 62.5 | 62.5 | 62.5 | 62.5 | 62.5
NOBLE STORAGE U2 |  | NOBLESLR_BESS2 | BA | STORAGE | OPER | CONV | DENTON | NORTH | 2022-08-01 | 63.5 | 62.5 | 62.5 | 62.5 | 62.5 | 62.5 | 62.5 | 62.5 | 62.5 | 62.5 | 62.5 | 62.5 | 62.5 | 62.5 | 62.5 | 62.5 | 62.5 | 62.5 | 62.5 | 62.5 | 62.5
NORTH ALAMO BESS |  | N_ALAMO_BESS | BA | STORAGE | OPER | CONV-DGR | HIDALGO | SOUTH | 2023-07-03 | 9.99 | 9.9 | 9.9 | 9.9 | 9.9 | 9.9 | 9.9 | 9.9 | 9.9 | 9.9 | 9.9 | 9.9 | 9.9 | 9.9 | 9.9 | 9.9 | 9.9 | 9.9 | 9.9 | 9.9 | 9.9
NORTH COLUMBIA (ROUGHNECK STORAGE) |  | NCO_ESS1 | BA | STORAGE | OPER | CONV | BRAZORIA | COASTAL | 2021-07-01 | 51.75 | 50 | 50 | 50 | 50 | 50 | 50 | 50 | 50 | 50 | 50 | 50 | 50 | 50 | 50 | 50 | 50 | 50 | 50 | 50 | 50
NORTH FORK |  | NF_BRP_BES1 | BA | STORAGE | OPER | CONV | WILLIAMSON | SOUTH | 2021-05-15 | 100.5 | 100.5 | 100.5 | 100.5 | 100.5 | 100.5 | 100.5 | 100.5 | 100.5 | 100.5 | 100.5 | 100.5 | 100.5 | 100.5 | 100.5 | 100.5 | 100.5 | 100.5 | 100.5 | 100.5 | 100.5
NORTH MERCEDES BESS |  | N_MERCED_BESS | BA | STORAGE | OPER | CONV-DGR | HIDALGO | SOUTH | 2023-12-14 | 9.99 | 9.9 | 9.9 | 9.9 | 9.9 | 9.9 | 9.9 | 9.9 | 9.9 | 9.9 | 9.9 | 9.9 | 9.9 | 9.9 | 9.9 | 9.9 | 9.9 | 9.9 | 9.9 | 9.9 | 9.9
NOTREES BATTERY FACILITY |  | NWF_NBS | BA | STORAGE | OPER | CONV | WINKLER | WEST | 2012-10-01 | 36 | 33.7 | 33.7 | 33.7 | 33.7 | 33.7 | 33.7 | 33.7 | 33.7 | 33.7 | 33.7 | 33.7 | 33.7 | 33.7 | 33.7 | 33.7 | 33.7 | 33.7 | 33.7 | 33.7 | 33.7
OLNEY BESS |  | OLNEYTN_BESS | BA | STORAGE | OPER | CONV-DGR | YOUNG | WEST | 2023-06-15 | 9.95 | 9.9 | 9.9 | 9.9 | 9.9 | 9.9 | 9.9 | 9.9 | 9.9 | 9.9 | 9.9 | 9.9 | 9.9 | 9.9 | 9.9 | 9.9 | 9.9 | 9.9 | 9.9 | 9.9 | 9.9
PADUA GRID BESS |  | PAD1_ESS_BESS1 | BA | STORAGE | OPER | CONV | BEXAR | SOUTH | 2025-07-28 | 51.1 | 50 | 50 | 50 | 50 | 50 | 50 | 50 | 50 | 50 | 50 | 50 | 50 | 50 | 50 | 50 | 50 | 50 | 50 | 50 | 50
PAULINE BESS |  | PAULN_BESS | BA | STORAGE | OPER | CONV-DGR | HENDERSON | NORTH | 2024-02-22 | 9.95 | 10 | 10 | 10 | 10 | 10 | 10 | 10 | 10 | 10 | 10 | 10 | 10 | 10 | 10 | 10 | 10 | 10 | 10 | 10 | 10
PAVLOV BESS |  | PAVLOV_BESS | BA | STORAGE | OPER | CONV-DGR | MATAGORDA | COASTAL | 2024-10-01 | 9.9 | 9.9 | 9.9 | 9.9 | 9.9 | 9.9 | 9.9 | 9.9 | 9.9 | 9.9 | 9.9 | 9.9 | 9.9 | 9.9 | 9.9 | 9.9 | 9.9 | 9.9 | 9.9 | 9.9 | 9.9
PEARSALL BESS |  | PEARSAL3_BES1 | BA | STORAGE | OPER | CONV-DGR | FRIO | SOUTH | 2025-07-09 | 9.9 | 9.9 | 9.9 | 9.9 | 9.9 | 9.9 | 9.9 | 9.9 | 9.9 | 9.9 | 9.9 | 9.9 | 9.9 | 9.9 | 9.9 | 9.9 | 9.9 | 9.9 | 9.9 | 9.9 | 9.9
PHOTON STORAGE U1 |  | PHO_BES1 | BA | STORAGE | OPER | CONV | WHARTON | SOUTH | 2025-05-13 | 152.74 | 150 | 150 | 150 | 150 | 150 | 150 | 150 | 150 | 150 | 150 | 150 | 150 | 150 | 150 | 150 | 150 | 150 | 150 | 150 | 150
PHOTON STORAGE U2 |  | PHO_BES2 | BA | STORAGE | OPER | CONV | WHARTON | SOUTH | 2025-06-16 | 152.74 | 150 | 150 | 150 | 150 | 150 | 150 | 150 | 150 | 150 | 150 | 150 | 150 | 150 | 150 | 150 | 150 | 150 | 150 | 150 | 150
PIRATE BESS |  | PIRATE_BESS1 | BA | STORAGE | OPER | CONV-DGR | SAN PATRICIO | COASTAL | 2025-05-29 | 9.8 | 9.8 | 9.8 | 9.8 | 9.8 | 9.8 | 9.8 | 9.8 | 9.8 | 9.8 | 9.8 | 9.8 | 9.8 | 9.8 | 9.8 | 9.8 | 9.8 | 9.8 | 9.8 | 9.8 | 9.8
PLATINUM STORAGE U1 |  | PLATINUM_BES1 | BA | STORAGE | OPER | CONV | FANNIN | NORTH | 2025-06-15 | 152.9 | 148.3 | 148.3 | 148.3 | 148.3 | 148.3 | 148.3 | 148.3 | 148.3 | 148.3 | 148.3 | 148.3 | 148.3 | 148.3 | 148.3 | 148.3 | 148.3 | 148.3 | 148.3 | 148.3 | 148.3
PLATINUM STORAGE U2 |  | PLATINUM_BES2 | BA | STORAGE | OPER | CONV | FANNIN | NORTH | 2025-06-15 | 157 | 151.7 | 151.7 | 151.7 | 151.7 | 151.7 | 151.7 | 151.7 | 151.7 | 151.7 | 151.7 | 151.7 | 151.7 | 151.7 | 151.7 | 151.7 | 151.7 | 151.7 | 151.7 | 151.7 | 151.7
PORT LAVACA BATTERY |  | PRTLAVS_BESS1 | BA | STORAGE | OPER | CONV-DGR | CALHOUN | COASTAL | 2019-12-03 | 9.9 | 9.9 | 9.9 | 9.9 | 9.9 | 9.9 | 9.9 | 9.9 | 9.9 | 9.9 | 9.9 | 9.9 | 9.9 | 9.9 | 9.9 | 9.9 | 9.9 | 9.9 | 9.9 | 9.9 | 9.9
POTEET BESS |  | POTEETS_BESS | BA | STORAGE | OPER | CONV-DGR | ATASCOSA | SOUTH | 2025-04-01 | 9.95 | 10 | 10 | 10 | 10 | 10 | 10 | 10 | 10 | 10 | 10 | 10 | 10 | 10 | 10 | 10 | 10 | 10 | 10 | 10 | 10
PRAIRIE CREEK BESS |  | PRCRK_BESS1 | BA | STORAGE | OPER | CONV-DGR | DALLAS | NORTH | 2025-09-10 | 9.9 | 9.9 | 9.9 | 9.9 | 9.9 | 9.9 | 9.9 | 9.9 | 9.9 | 9.9 | 9.9 | 9.9 | 9.9 | 9.9 | 9.9 | 9.9 | 9.9 | 9.9 | 9.9 | 9.9 | 9.9
PYOTE TNP (SWOOSE BATTERY) |  | PYOTE_SWOOSEU1 | BA | STORAGE | OPER | CONV-DGR | WARD | WEST | 2021-02-05 | 9.9 | 9.9 | 9.9 | 9.9 | 9.9 | 9.9 | 9.9 | 9.9 | 9.9 | 9.9 | 9.9 | 9.9 | 9.9 | 9.9 | 9.9 | 9.9 | 9.9 | 9.9 | 9.9 | 9.9 | 9.9
PYRON BESS 2A |  | PYR_ESS2A | BA | STORAGE | OPER | CONV | NOLAN | WEST | 2022-12-01 | 15.1 | 15.1 | 15.1 | 15.1 | 15.1 | 15.1 | 15.1 | 15.1 | 15.1 | 15.1 | 15.1 | 15.1 | 15.1 | 15.1 | 15.1 | 15.1 | 15.1 | 15.1 | 15.1 | 15.1 | 15.1
PYRON BESS 2B |  | PYR_ESS2B | BA | STORAGE | OPER | CONV | NOLAN | WEST | 2022-12-01 | 15.1 | 15.1 | 15.1 | 15.1 | 15.1 | 15.1 | 15.1 | 15.1 | 15.1 | 15.1 | 15.1 | 15.1 | 15.1 | 15.1 | 15.1 | 15.1 | 15.1 | 15.1 | 15.1 | 15.1 | 15.1
PYRON ESS |  | PYR_ESS | BA | STORAGE | OPER | CONV | NOLAN | WEST | 2017-12-08 | 9.9 | 9.9 | 9.9 | 9.9 | 9.9 | 9.9 | 9.9 | 9.9 | 9.9 | 9.9 | 9.9 | 9.9 | 9.9 | 9.9 | 9.9 | 9.9 | 9.9 | 9.9 | 9.9 | 9.9 | 9.9
QUEEN BESS |  | QUEEN_BA_BESS1 | BA | STORAGE | OPER | CONV | UPTON | WEST | 2022-05-31 | 51.1 | 50 | 50 | 50 | 50 | 50 | 50 | 50 | 50 | 50 | 50 | 50 | 50 | 50 | 50 | 50 | 50 | 50 | 50 | 50 | 50
RATTLESNAKE BESS |  | RTLSNAKE_BESS | BA | STORAGE | OPER | CONV-DGR | WARD | WEST | 2022-09-15 | 9.95 | 9.9 | 9.9 | 9.9 | 9.9 | 9.9 | 9.9 | 9.9 | 9.9 | 9.9 | 9.9 | 9.9 | 9.9 | 9.9 | 9.9 | 9.9 | 9.9 | 9.9 | 9.9 | 9.9 | 9.9
REGIS MOORE FIELD BESS |  | MOORE_FL_BESS1 | BA | STORAGE | OPER | CONV | HIDALGO | SOUTH | 2024-10-18 | 9.9 | 9.9 | 9.9 | 9.9 | 9.9 | 9.9 | 9.9 | 9.9 | 9.9 | 9.9 | 9.9 | 9.9 | 9.9 | 9.9 | 9.9 | 9.9 | 9.9 | 9.9 | 9.9 | 9.9 | 9.9
REGIS PALACIOS BESS |  | PALACIOS_BESS1 | BA | STORAGE | OPER | CONV-DGR | MATAGORDA | COASTAL | 2024-11-19 | 9.9 | 9.9 | 9.9 | 9.9 | 9.9 | 9.9 | 9.9 | 9.9 | 9.9 | 9.9 | 9.9 | 9.9 | 9.9 | 9.9 | 9.9 | 9.9 | 9.9 | 9.9 | 9.9 | 9.9 | 9.9
REPUBLIC ROAD STORAGE |  | RPUBRDS_ESS1 | BA | STORAGE | OPER | CONV | ROBERTSON | NORTH | 2021-10-29 | 51.75 | 50 | 50 | 50 | 50 | 50 | 50 | 50 | 50 | 50 | 50 | 50 | 50 | 50 | 50 | 50 | 50 | 50 | 50 | 50 | 50
RIO GRANDE CITY BESS 2 |  | RIO_GRAN_BESS2 | BA | STORAGE | OPER | CONV-DGR | STARR | SOUTH | 2025-01-22 | 9.9 | 9.9 | 9.9 | 9.9 | 9.9 | 9.9 | 9.9 | 9.9 | 9.9 | 9.9 | 9.9 | 9.9 | 9.9 | 9.9 | 9.9 | 9.9 | 9.9 | 9.9 | 9.9 | 9.9 | 9.9
RIVER BEND (BRAZOS BEND BESS) |  | RBN_BESS1 | BA | STORAGE | OPER | CONV | FORT BEND | HOUSTON | 2024-10-09 | 101.64 | 100 | 100 | 100 | 100 | 100 | 100 | 100 | 100 | 100 | 100 | 100 | 100 | 100 | 100 | 100 | 100 | 100 | 100 | 100 | 100
RIVER VALLEY STORAGE U1 |  | RVRVLYS_ESS1 | BA | STORAGE | OPER | CONV | WILLIAMSON | SOUTH | 2022-11-01 | 51.5 | 50 | 50 | 50 | 50 | 50 | 50 | 50 | 50 | 50 | 50 | 50 | 50 | 50 | 50 | 50 | 50 | 50 | 50 | 50 | 50
RIVER VALLEY STORAGE U2 |  | RVRVLYS_ESS2 | BA | STORAGE | OPER | CONV | WILLIAMSON | SOUTH | 2022-11-01 | 51.5 | 50 | 50 | 50 | 50 | 50 | 50 | 50 | 50 | 50 | 50 | 50 | 50 | 50 | 50 | 50 | 50 | 50 | 50 | 50 | 50
RODEO RANCH ENERGY STORAGE U1 |  | RRANCHES_UNIT1 | BA | STORAGE | OPER | CONV | REEVES | WEST | 2023-11-07 | 150.4 | 150 | 150 | 150 | 150 | 150 | 150 | 150 | 150 | 150 | 150 | 150 | 150 | 150 | 150 | 150 | 150 | 150 | 150 | 150 | 150
RODEO RANCH ENERGY STORAGE U2 |  | RRANCHES_UNIT2 | BA | STORAGE | OPER | CONV | REEVES | WEST | 2023-11-07 | 150.4 | 150 | 150 | 150 | 150 | 150 | 150 | 150 | 150 | 150 | 150 | 150 | 150 | 150 | 150 | 150 | 150 | 150 | 150 | 150 | 150
ROSELAND STORAGE |  | ROSELAND_BESS1 | BA | STORAGE | OPER | CONV | FALLS | NORTH | 2022-12-05 | 51.6 | 50 | 50 | 50 | 50 | 50 | 50 | 50 | 50 | 50 | 50 | 50 | 50 | 50 | 50 | 50 | 50 | 50 | 50 | 50 | 50
RUSSEK STREET BESS |  | RUSSEKST_BESS | BA | STORAGE | OPER | CONV-DGR | REAGAN | WEST | 2024-12-20 | 9.9 | 9.9 | 9.9 | 9.9 | 9.9 | 9.9 | 9.9 | 9.9 | 9.9 | 9.9 | 9.9 | 9.9 | 9.9 | 9.9 | 9.9 | 9.9 | 9.9 | 9.9 | 9.9 | 9.9 | 9.9
SADDLEBACK BESS |  | SADLBACK_BESS | BA | STORAGE | OPER | CONV-DGR | REEVES | WEST | 2022-08-15 | 9.95 | 9.9 | 9.9 | 9.9 | 9.9 | 9.9 | 9.9 | 9.9 | 9.9 | 9.9 | 9.9 | 9.9 | 9.9 | 9.9 | 9.9 | 9.9 | 9.9 | 9.9 | 9.9 | 9.9 | 9.9
SANDLAKE BESS |  | SANDLAK1_BESS | BA | STORAGE | OPER | CONV-DGR | REEVES | WEST | 2024-10-01 | 9.99 | 10 | 10 | 10 | 10 | 10 | 10 | 10 | 10 | 10 | 10 | 10 | 10 | 10 | 10 | 10 | 10 | 10 | 10 | 10 | 10
SARAGOSA BESS |  | SGSA_BESS1 | BA | STORAGE | OPER | CONV-DGR | REEVES | WEST | 2022-04-13 | 9.95 | 9.9 | 9.9 | 9.9 | 9.9 | 9.9 | 9.9 | 9.9 | 9.9 | 9.9 | 9.9 | 9.9 | 9.9 | 9.9 | 9.9 | 9.9 | 9.9 | 9.9 | 9.9 | 9.9 | 9.9
SCREWBEAN BESS |  | SBEAN_BESS | BA | STORAGE | OPER | CONV-DGR | CULBERSON | WEST | 2022-09-15 | 9.95 | 9.9 | 9.9 | 9.9 | 9.9 | 9.9 | 9.9 | 9.9 | 9.9 | 9.9 | 9.9 | 9.9 | 9.9 | 9.9 | 9.9 | 9.9 | 9.9 | 9.9 | 9.9 | 9.9 | 9.9
SEVEN FLAGS BESS |  | SEVNF_ES_BESS1 | BA | STORAGE | OPER | CONV | WEBB | SOUTH | 2025-12-12 | 102.7 | 100 | 100 | 100 | 100 | 100 | 100 | 100 | 100 | 100 | 100 | 100 | 100 | 100 | 100 | 100 | 100 | 100 | 100 | 100 | 100
SHAMROCK ENERGY STORAGE (SLF) |  | SHAMROCK_BESS1 | BA | STORAGE | OPER-SLF | CONV-SLF | CROCKETT | WEST | 2025-07-01 | 99.33 | 99.3 | 99.3 | 99.3 | 99.3 | 99.3 | 99.3 | 99.3 | 99.3 | 99.3 | 99.3 | 99.3 | 99.3 | 99.3 | 99.3 | 99.3 | 99.3 | 99.3 | 99.3 | 99.3 | 99.3
SHEEP CREEK STORAGE |  | SHEEPCRK_BESS1 | BA | STORAGE | OPER | CONV | EASTLAND | NORTH | 2024-07-01 | 142.1 | 135.1 | 135.1 | 135.1 | 135.1 | 135.1 | 135.1 | 135.1 | 135.1 | 135.1 | 135.1 | 135.1 | 135.1 | 135.1 | 135.1 | 135.1 | 135.1 | 135.1 | 135.1 | 135.1 | 135.1
SILICON HILL STORAGE U1 |  | SLCNHLS_ESS1 | BA | STORAGE | OPER | CONV | TRAVIS | SOUTH | 2021-06-15 | 51.8 | 50 | 50 | 50 | 50 | 50 | 50 | 50 | 50 | 50 | 50 | 50 | 50 | 50 | 50 | 50 | 50 | 50 | 50 | 50 | 50
SILICON HILL STORAGE U2 |  | SLCNHLS_ESS2 | BA | STORAGE | OPER | CONV | TRAVIS | SOUTH | 2021-06-15 | 51.8 | 50 | 50 | 50 | 50 | 50 | 50 | 50 | 50 | 50 | 50 | 50 | 50 | 50 | 50 | 50 | 50 | 50 | 50 | 50 | 50
SMT ELSA |  | ELSA_BESS | BA | STORAGE | OPER | CONV-DGR | HIDALGO | SOUTH | 2023-12-14 | 9.99 | 9.9 | 9.9 | 9.9 | 9.9 | 9.9 | 9.9 | 9.9 | 9.9 | 9.9 | 9.9 | 9.9 | 9.9 | 9.9 | 9.9 | 9.9 | 9.9 | 9.9 | 9.9 | 9.9 | 9.9
SMT GARCENO BESS |  | GARCENO_BESS | BA | STORAGE | OPER | CONV-DGR | MATAGORDA | COASTAL | 2023-09-03 | 9.99 | 9.9 | 9.9 | 9.9 | 9.9 | 9.9 | 9.9 | 9.9 | 9.9 | 9.9 | 9.9 | 9.9 | 9.9 | 9.9 | 9.9 | 9.9 | 9.9 | 9.9 | 9.9 | 9.9 | 9.9
SMT LOS FRESNOS |  | L_FRESNO_BESS | BA | STORAGE | OPER | CONV-DGR | CAMERON | COASTAL | 2023-11-30 | 9.99 | 9.9 | 9.9 | 9.9 | 9.9 | 9.9 | 9.9 | 9.9 | 9.9 | 9.9 | 9.9 | 9.9 | 9.9 | 9.9 | 9.9 | 9.9 | 9.9 | 9.9 | 9.9 | 9.9 | 9.9
SMT MAYBERRY BESS |  | MAYBERRY_BESS | BA | STORAGE | OPER | CONV-DGR | HIDALGO | SOUTH | 2023-12-20 | 9.99 | 9.9 | 9.9 | 9.9 | 9.9 | 9.9 | 9.9 | 9.9 | 9.9 | 9.9 | 9.9 | 9.9 | 9.9 | 9.9 | 9.9 | 9.9 | 9.9 | 9.9 | 9.9 | 9.9 | 9.9
SMT RIO GRANDE CITY BESS |  | RIO_GRAN_BESS | BA | STORAGE | OPER | CONV-DGR | STARR | SOUTH | 2023-11-30 | 9.99 | 9.9 | 9.9 | 9.9 | 9.9 | 9.9 | 9.9 | 9.9 | 9.9 | 9.9 | 9.9 | 9.9 | 9.9 | 9.9 | 9.9 | 9.9 | 9.9 | 9.9 | 9.9 | 9.9 | 9.9
SMT SANTA ROSA |  | S_SNROSA_BESS | BA | STORAGE | OPER | CONV-DGR | CAMERON | COASTAL | 2023-12-14 | 9.99 | 9.9 | 9.9 | 9.9 | 9.9 | 9.9 | 9.9 | 9.9 | 9.9 | 9.9 | 9.9 | 9.9 | 9.9 | 9.9 | 9.9 | 9.9 | 9.9 | 9.9 | 9.9 | 9.9 | 9.9
SNYDER |  | DPCRK_UNIT1 | BA | STORAGE | OPER | CONV-DGR | SCURRY | WEST | 2021-07-13 | 9.95 | 10 | 10 | 10 | 10 | 10 | 10 | 10 | 10 | 10 | 10 | 10 | 10 | 10 | 10 | 10 | 10 | 10 | 10 | 10 | 10
SP JAGUAR BESS U1 |  | JAG_SLR_BESS1 | BA | STORAGE | OPER | CONV | MCLENNAN | NORTH | 2025-06-30 | 157.1 | 150 | 150 | 150 | 150 | 150 | 150 | 150 | 150 | 150 | 150 | 150 | 150 | 150 | 150 | 150 | 150 | 150 | 150 | 150 | 150
SP JAGUAR BESS U2 |  | JAG_SLR_BESS2 | BA | STORAGE | OPER | CONV | MCLENNAN | NORTH | 2025-06-30 | 157.15 | 150 | 150 | 150 | 150 | 150 | 150 | 150 | 150 | 150 | 150 | 150 | 150 | 150 | 150 | 150 | 150 | 150 | 150 | 150 | 150
SP TX-12B BESS |  | SPTX12B_BES1 | BA | STORAGE | OPER | CONV | UPTON | WEST | 2021-11-22 | 25.1 | 25.1 | 25.1 | 25.1 | 25.1 | 25.1 | 25.1 | 25.1 | 25.1 | 25.1 | 25.1 | 25.1 | 25.1 | 25.1 | 25.1 | 25.1 | 25.1 | 25.1 | 25.1 | 25.1 | 25.1
SPENCER BESS |  | SP_BESS | BA | STORAGE | OPER | CONV-DGR | HARRIS | HOUSTON | 2025-09-30 | 9.9 | 9.9 | 9.9 | 9.9 | 9.9 | 9.9 | 9.9 | 9.9 | 9.9 | 9.9 | 9.9 | 9.9 | 9.9 | 9.9 | 9.9 | 9.9 | 9.9 | 9.9 | 9.9 | 9.9 | 9.9
ST. GALL I ENERGY STORAGE |  | SGAL_BES_BESS1 | BA | STORAGE | OPER | CONV | PECOS | WEST | 2024-03-26 | 101.5 | 100 | 100 | 100 | 100 | 100 | 100 | 100 | 100 | 100 | 100 | 100 | 100 | 100 | 100 | 100 | 100 | 100 | 100 | 100 | 100
ST. GALL II ENERGY STORAGE |  | SGAL_BES_BESS2 | BA | STORAGE | OPER | CONV | PECOS | WEST | 2025-06-01 | 102.5 | 100 | 100 | 100 | 100 | 100 | 100 | 100 | 100 | 100 | 100 | 100 | 100 | 100 | 100 | 100 | 100 | 100 | 100 | 100 | 100
STAMPEDE BESS U1 |  | STAM_SLR_BESS1 | BA | STORAGE | OPER | CONV | HOPKINS | NORTH | 2023-03-03 | 73 | 73 | 73 | 73 | 73 | 73 | 73 | 73 | 73 | 73 | 73 | 73 | 73 | 73 | 73 | 73 | 70 | 70 | 70 | 70 | 70
SUN VALLEY BESS U1 |  | SUNVASLR_BESS1 | BA | STORAGE | OPER | CONV | HILL | NORTH | 2023-12-28 | 54.08 | 53.3 | 53.3 | 53.3 | 53.3 | 53.3 | 53.3 | 53.3 | 53.3 | 53.3 | 53.3 | 53.3 | 53.3 | 53.3 | 53.3 | 53.3 | 53.3 | 53.3 | 53.3 | 53.3 | 53.3
SUN VALLEY BESS U2 |  | SUNVASLR_BESS2 | BA | STORAGE | OPER | CONV | HILL | NORTH | 2023-12-28 | 47.32 | 46.7 | 46.7 | 46.7 | 46.7 | 46.7 | 46.7 | 46.7 | 46.7 | 46.7 | 46.7 | 46.7 | 46.7 | 46.7 | 46.7 | 46.7 | 46.7 | 46.7 | 46.7 | 46.7 | 46.7
SWEETWATER BESS |  | SWTWR_UNIT1 | BA | STORAGE | OPER | CONV-DGR | NOLAN | WEST | 2021-04-01 | 9.95 | 9.9 | 9.9 | 9.9 | 9.9 | 9.9 | 9.9 | 9.9 | 9.9 | 9.9 | 9.9 | 9.9 | 9.9 | 9.9 | 9.9 | 9.9 | 9.9 | 9.9 | 9.9 | 9.9 | 9.9
SWOOSE II |  | SWOOSEII_BESS1 | BA | STORAGE | OPER | CONV | WARD | WEST | 2021-08-01 | 101.5 | 100 | 100 | 100 | 100 | 100 | 100 | 100 | 100 | 100 | 100 | 100 | 100 | 100 | 100 | 100 | 100 | 100 | 100 | 100 | 100
TANZANITE STORAGE U1 |  | TANZ_ESS_BES1 | BA | STORAGE | OPER | CONV | HENDERSON | NORTH | 2025-03-20 | 132.9 | 128.9 | 128.9 | 128.9 | 128.9 | 128.9 | 128.9 | 128.9 | 128.9 | 128.9 | 128.9 | 128.9 | 128.9 | 128.9 | 128.9 | 128.9 | 128.9 | 128.9 | 128.9 | 128.9 | 128.9
TANZANITE STORAGE U2 |  | TANZ_ESS_BES2 | BA | STORAGE | OPER | CONV | HENDERSON | NORTH | 2025-03-20 | 132.9 | 128.9 | 128.9 | 128.9 | 128.9 | 128.9 | 128.9 | 128.9 | 128.9 | 128.9 | 128.9 | 128.9 | 128.9 | 128.9 | 128.9 | 128.9 | 128.9 | 128.9 | 128.9 | 128.9 | 128.9
TE SMITH STORAGE |  | SMTH_ESS_BESS_1 | BA | STORAGE | OPER | CONV | ROCKWALL | NORTH | 2025-07-15 | 125.36 | 125 | 125 | 125 | 125 | 125 | 125 | 125 | 125 | 125 | 125 | 125 | 125 | 125 | 125 | 125 | 125 | 125 | 125 | 125 | 125
TIDWELL PRAIRIE STORAGE U1 |  | TDWLPR_1_BESS1 | BA | STORAGE | OPER | CONV | ROBERTSON | NORTH | 2025-06-01 | 102 | 100 | 100 | 100 | 100 | 100 | 100 | 100 | 100 | 100 | 100 | 100 | 100 | 100 | 100 | 100 | 100 | 100 | 100 | 100 | 100
TIDWELL PRAIRIE STORAGE U2 |  | TDWLPR_1_BESS2 | BA | STORAGE | OPER | CONV | ROBERTSON | NORTH | 2025-06-01 | 102 | 100 | 100 | 100 | 100 | 100 | 100 | 100 | 100 | 100 | 100 | 100 | 100 | 100 | 100 | 100 | 100 | 100 | 100 | 100 | 100
TIERRA SECA BESS |  | TSECA_ES_BESS1 | BA | STORAGE | OPER | CONV | VAL VERDE | WEST | 2025-10-01 | 102.7 | 100 | 100 | 100 | 100 | 100 | 100 | 100 | 100 | 100 | 100 | 100 | 100 | 100 | 100 | 100 | 100 | 100 | 100 | 100 | 100
TIMBERWOLF BESS |  | TBWF_ESS_BES1 | BA | STORAGE | OPER | CONV | CRANE | WEST | 2023-09-01 | 150.34 | 150 | 150 | 150 | 150 | 150 | 150 | 150 | 150 | 150 | 150 | 150 | 150 | 150 | 150 | 150 | 150 | 150 | 150 | 150 | 150
TOYAH POWER STATION |  | CHERRYCR_BESS | BA | STORAGE | OPER | CONV-DGR | REEVES | WEST | 2021-07-15 | 9.95 | 9.9 | 9.9 | 9.9 | 9.9 | 9.9 | 9.9 | 9.9 | 9.9 | 9.9 | 9.9 | 9.9 | 9.9 | 9.9 | 9.9 | 9.9 | 9.9 | 9.9 | 9.9 | 9.9 | 9.9
TURQUOISE STORAGE |  | TURQBESS_BESS1 | BA | STORAGE | OPER | CONV | HUNT | NORTH | 2023-02-10 | 196.2 | 190 | 190 | 190 | 190 | 190 | 190 | 190 | 190 | 190 | 190 | 190 | 190 | 190 | 190 | 190 | 190 | 190 | 190 | 190 | 190
TYNAN BESS |  | TYNAN_BESS1 | BA | STORAGE | OPER | CONV-DGR | BEE | SOUTH | 2024-11-27 | 9.9 | 9.9 | 9.9 | 9.9 | 9.9 | 9.9 | 9.9 | 9.9 | 9.9 | 9.9 | 9.9 | 9.9 | 9.9 | 9.9 | 9.9 | 9.9 | 9.9 | 9.9 | 9.9 | 9.9 | 9.9
VAL VERDE BESS |  | MV_VALV4_BESS | BA | STORAGE | OPER | CONV-DGR | HIDALGO | SOUTH | 2024-01-24 | 9.9 | 9.9 | 9.9 | 9.9 | 9.9 | 9.9 | 9.9 | 9.9 | 9.9 | 9.9 | 9.9 | 9.9 | 9.9 | 9.9 | 9.9 | 9.9 | 9.9 | 9.9 | 9.9 | 9.9 | 9.9
VORTEX BESS |  | VORTEX_BESS1 | BA | STORAGE | OPER | CONV | THROCKMORTON | WEST | 2022-04-13 | 121.8 | 121.8 | 121.8 | 121.8 | 121.8 | 121.8 | 121.8 | 121.8 | 121.8 | 121.8 | 121.8 | 121.8 | 121.8 | 121.8 | 121.8 | 121.8 | 121.8 | 121.8 | 121.8 | 121.8 | 121.8
WALSTROM BESS |  | WAL_BESS_1 | BA | STORAGE | OPER | CONV | AUSTIN | SOUTH | 2025-04-15 | 205.31 | 200 | 200 | 200 | 200 | 200 | 200 | 200 | 200 | 200 | 200 | 200 | 200 | 200 | 200 | 200 | 200 | 200 | 200 | 200 | 200
WEIL TRACT BESS |  | WEIL_TRC_BESS | BA | STORAGE | OPER | CONV-DGR | NUECES | COASTAL | 2023-10-13 | 9.95 | 9.9 | 9.9 | 9.9 | 9.9 | 9.9 | 9.9 | 9.9 | 9.9 | 9.9 | 9.9 | 9.9 | 9.9 | 9.9 | 9.9 | 9.9 | 9.9 | 9.9 | 9.9 | 9.9 | 9.9
WEST COLUMBIA (PROSPECT STORAGE) |  | WCOLLOCL_BSS_U1 | BA | STORAGE | OPER | CONV-DGR | BRAZORIA | COASTAL | 2019-12-12 | 9.9 | 9.9 | 9.9 | 9.9 | 9.9 | 9.9 | 9.9 | 9.9 | 9.9 | 9.9 | 9.9 | 9.9 | 9.9 | 9.9 | 9.9 | 9.9 | 9.9 | 9.9 | 9.9 | 9.9 | 9.9
WEST HARLINGEN BESS |  | W_HARLIN_BESS | BA | STORAGE | OPER | CONV-DGR | CAMERON | COASTAL | 2023-12-14 | 9.99 | 9.9 | 9.9 | 9.9 | 9.9 | 9.9 | 9.9 | 9.9 | 9.9 | 9.9 | 9.9 | 9.9 | 9.9 | 9.9 | 9.9 | 9.9 | 9.9 | 9.9 | 9.9 | 9.9 | 9.9
WESTOVER BESS |  | WOVER_UNIT1 | BA | STORAGE | OPER | CONV-DGR | ECTOR | WEST | 2021-08-01 | 9.95 | 10 | 10 | 10 | 10 | 10 | 10 | 10 | 10 | 10 | 10 | 10 | 10 | 10 | 10 | 10 | 10 | 10 | 10 | 10 | 10
WHARTON BESS |  | WR_BESS1 | BA | STORAGE | OPER | CONV-DGR | WHARTON | SOUTH | 2025-08-29 | 9.96 | 10 | 10 | 10 | 10 | 10 | 10 | 10 | 10 | 10 | 10 | 10 | 10 | 10 | 10 | 10 | 10 | 10 | 10 | 10 | 10
WIGEON WHISTLE BESS |  | WIG_ESS_BES1 | BA | STORAGE | OPER | CONV | COLLIN | NORTH | 2024-12-20 | 122.9 | 120 | 120 | 120 | 120 | 120 | 120 | 120 | 120 | 120 | 120 | 120 | 120 | 120 | 120 | 120 | 120 | 120 | 120 | 120 | 120
WOLF TANK STORAGE |  | WFTANK_ESS1 | BA | STORAGE | OPER | CONV | WEBB | SOUTH | 2023-03-15 | 150.4 | 150 | 150 | 150 | 150 | 150 | 150 | 150 | 150 | 150 | 150 | 150 | 150 | 150 | 150 | 150 | 150 | 150 | 150 | 150 | 150
WORSHAM BATTERY |  | WORSHAM_BESS1 | BA | STORAGE | OPER | CONV-DGR | REEVES | WEST | 2019-12-30 | 9.9 | 9.9 | 9.9 | 9.9 | 9.9 | 9.9 | 9.9 | 9.9 | 9.9 | 9.9 | 9.9 | 9.9 | 9.9 | 9.9 | 9.9 | 9.9 | 9.9 | 9.9 | 9.9 | 9.9 | 9.9
XE MURAT [ADLONG] STORAGE |  | ADL_BESS1 | BA | STORAGE | OPER | CONV | HARRIS | HOUSTON | 2025-03-01 | 60.14 | 60 | 60 | 60 | 60 | 60 | 60 | 60 | 60 | 60 | 60 | 60 | 60 | 60 | 60 | 60 | 60 | 60 | 60 | 60 | 60
ZIER STORAGE U1 |  | ZIER_SLR_BES1 | BA | STORAGE | OPER | CONV | KINNEY | SOUTH | 2024-04-26 | 40.08 | 40 | 40 | 40 | 40 | 40 | 40 | 40 | 40 | 40 | 40 | 40 | 40 | 40 | 40 | 40 | 40 | 40 | 40 | 40 | 40
ABILENE ELMCREEK BESS | 25INR0701 | ELMCRK_BESS1 | BA | STORAGE | OPER-SYN | CONV-DGR | TAYLOR | WEST | 2026-03-20 | 9.9 | 9.9 | 9.9 | 9.9 | 9.9 | 9.9 | 9.9 | 9.9 | 9.9 | 9.9 | 9.9 | 9.9 | 9.9 | 9.9 | 9.9 | 9.9 | 9.9 | 9.9 | 9.9 | 9.9 | 9.9
ABILENE INDUSTRIAL PARK BESS | 25INR0702 | ABINDUST_BESS1 | BA | STORAGE | OPER-SYN | CONV-DGR | TAYLOR | WEST | 2026-03-20 | 9.9 | 9.9 | 9.9 | 9.9 | 9.9 | 9.9 | 9.9 | 9.9 | 9.9 | 9.9 | 9.9 | 9.9 | 9.9 | 9.9 | 9.9 | 9.9 | 9.9 | 9.9 | 9.9 | 9.9 | 9.9
BECK_ROAD BESS1 | 25INR0717 | Z01_BESS1 | BA | STORAGE | OPER-SYN | CONV-DGR | BEXAR | SOUTH | 2026-03-28 | 9.99 | 10 | 10 | 10 | 10 | 10 | 10 | 10 | 10 | 10 | 10 | 10 | 10 | 10 | 10 | 10 | 10 | 10 | 10 | 10 | 10
BIG STAR STORAGE | 21INR0469 | BIG_STAR_BESS | BA | STORAGE | OPER-SYN | CONV | BASTROP | SOUTH | 2026-01-31 | 80 | 80 | 80 | 80 | 80 | 80 | 80 | 80 | 80 | 80 | 80 | 80 | 80 | 80 | 80 | 80 | 80 | 80 | 80 | 80 | 80
BLUE SUMMIT ENERGY STORAGE | 25INR0492 | BLSUMMIT_BESS2 | BA | STORAGE | OPER-SYN | CONV | WILBARGER | WEST | 2026-04-03 | 150.9 | 150 | 150 | 150 | 150 | 150 | 150 | 150 | 150 | 150 | 150 | 150 | 150 | 150 | 150 | 150 | 150 | 150 | 150 | 150 | 150
BUFFALO CREEK BESS U1 | 26INR0405 | BCK_BESS1 | BA | STORAGE | OPER-SYN | CONV | FORT BEND | HOUSTON | 2026-03-10 | 124.18 | 123.5 | 123.5 | 123.5 | 123.5 | 123.5 | 123.5 | 123.5 | 123.5 | 123.5 | 123.5 | 123.5 | 123.5 | 123.5 | 123.5 | 123.5 | 123.5 | 123.5 | 123.5 | 123.5 | 123.5
BUFFALO CREEK BESS U2 | 26INR0405 | BCK_BESS2 | BA | STORAGE | OPER-SYN | CONV | FORT BEND | HOUSTON | 2026-03-10 | 127.22 | 126.5 | 126.5 | 126.5 | 126.5 | 126.5 | 126.5 | 126.5 | 126.5 | 126.5 | 126.5 | 126.5 | 126.5 | 126.5 | 126.5 | 126.5 | 126.5 | 126.5 | 126.5 | 126.5 | 126.5
CARAMBOLA BESS | 24INR0436 | CARA_ESS_BESS1 | BA | STORAGE | OPER-SYN | CONV | HIDALGO | SOUTH | 2026-05-18 | 100.9 | 98.4 | 98.4 | 98.4 | 98.4 | 98.4 | 98.4 | 98.4 | 98.4 | 98.4 | 98.4 | 98.4 | 98.4 | 98.4 | 98.4 | 98.4 | 98.4 | 98.4 | 98.4 | 98.4 | 98.4
CARTWHEEL BESS 1 | 23INR0494 | CARTWHL_BESS1 | BA | STORAGE | OPER-SYN | CONV | HOPKINS | NORTH | 2025-12-23 | 154.2 | 150 | 150 | 150 | 150 | 150 | 150 | 150 | 150 | 150 | 150 | 150 | 150 | 150 | 150 | 150 | 150 | 150 | 150 | 150 | 150
CASTOR BESS | 23INR0358 | CAST_ESS_BESS1 | BA | STORAGE | OPER-SYN | CONV | BRAZORIA | COASTAL | 2026-05-22 | 205.39 | 200 | 200 | 200 | 200 | 200 | 200 | 200 | 200 | 200 | 200 | 200 | 200 | 200 | 200 | 200 | 200 | 200 | 200 | 200 | 200
CITRUS FLATTS BESS | 24INR0294 | CFLAT_ES_BESS1 | BA | STORAGE | OPER-SYN | CONV | CAMERON | COASTAL | 2026-05-16 | 103.01 | 100 | 100 | 100 | 100 | 100 | 100 | 100 | 100 | 100 | 100 | 100 | 100 | 100 | 100 | 100 | 100 | 100 | 100 | 100 | 100
COTULLA BESS 1 | 24INR0638 | COTULLA_BESS1 | BA | STORAGE | OPER-SYN | CONV-DGR | LA SALLE | SOUTH | 2026-04-20 | 9.9 | 9.9 | 9.9 | 9.9 | 9.9 | 9.9 | 9.9 | 9.9 | 9.9 | 9.9 | 9.9 | 9.9 | 9.9 | 9.9 | 9.9 | 9.9 | 9.9 | 9.9 | 9.9 | 9.9 | 9.9
CROWNED HERON BESS U1 | 24INR0405 | HEN_BESS1 | BA | STORAGE | OPER-SYN | CONV | FORT BEND | HOUSTON | 2026-06-30 | 154.2 | 150 | 150 | 150 | 150 | 150 | 150 | 150 | 150 | 150 | 150 | 150 | 150 | 150 | 150 | 150 | 150 | 150 | 150 | 150 | 150
CROWNED HERON BESS U2 | 24INR0493 | HEN_BESS2 | BA | STORAGE | OPER-SYN | CONV | FORT BEND | HOUSTON | 2026-03-31 | 154.2 | 150 | 150 | 150 | 150 | 150 | 150 | 150 | 150 | 150 | 150 | 150 | 150 | 150 | 150 | 150 | 150 | 150 | 150 | 150 | 150
DAMON BESS 3 | 23INR0790 | DA_BESS3 | BA | STORAGE | OPER-SYN | CONV-DGR | BRAZORIA | COASTAL | 2025-12-01 | 9.96 | 10 | 10 | 10 | 10 | 10 | 10 | 10 | 10 | 10 | 10 | 10 | 10 | 10 | 10 | 10 | 10 | 10 | 10 | 10 | 10
DESNA BESS | 24INR0128 | DESN_ESS_BESS1 | BA | STORAGE | OPER-SYN | CONV | BRAZORIA | COASTAL | 2026-07-31 | 205.46 | 200 | 200 | 200 | 200 | 200 | 200 | 200 | 200 | 200 | 200 | 200 | 200 | 200 | 200 | 200 | 200 | 200 | 200 | 200 | 200
EAST HARRISON BESS | 25INR0648 | E_HARRIS_BESS1 | BA | STORAGE | OPER-SYN | CONV-DGR | CAMERON | COASTAL | 2026-02-26 | 9.99 | 10 | 10 | 10 | 10 | 10 | 10 | 10 | 10 | 10 | 10 | 10 | 10 | 10 | 10 | 10 | 10 | 10 | 10 | 10 | 10
FERDINAND GRID BESS | 22INR0422 | FERD_ESS_BESS1 | BA | STORAGE | OPER-SYN | CONV | TRAVIS | SOUTH | 2026-05-01 | 205.5 | 200 | 200 | 200 | 200 | 200 | 200 | 200 | 200 | 200 | 200 | 200 | 200 | 200 | 200 | 200 | 200 | 200 | 200 | 200 | 200
GAIA STORAGE | 24INR0140 | GAIA_SL1_BESS1 | BA | STORAGE | OPER-SYN | CONV | NAVARRO | NORTH | 2026-05-01 | 76.83 | 76.3 | 76.3 | 76.3 | 76.3 | 76.3 | 76.3 | 76.3 | 76.3 | 76.3 | 76.3 | 76.3 | 76.3 | 76.3 | 76.3 | 76.3 | 76.3 | 76.3 | 76.3 | 76.3 | 76.3
HEADCAMP ENERGY STORAGE PLANT | 23INR0401 | HEADCAMP_BESS1 | BA | STORAGE | OPER-SYN | CONV | PECOS | WEST | 2026-04-30 | 152.88 | 150 | 150 | 150 | 150 | 150 | 150 | 150 | 150 | 150 | 150 | 150 | 150 | 150 | 150 | 150 | 150 | 150 | 150 | 150 | 150
IEP ORCHARD BESS | 23INR0556 | OR_BESS | BA | STORAGE | OPER-SYN | CONV-DGR | FORT BEND | HOUSTON | 2026-09-18 | 9.99 | 10 | 10 | 10 | 10 | 10 | 10 | 10 | 10 | 10 | 10 | 10 | 10 | 10 | 10 | 10 | 10 | 10 | 10 | 10 | 10
KNAPP BESS | 25INR0747 | KNAPP_BES1 | BA | STORAGE | OPER-SYN | CONV-DGR | SCURRY | WEST | 2025-12-30 | 9.95 | 10 | 10 | 10 | 10 | 10 | 10 | 10 | 10 | 10 | 10 | 10 | 10 | 10 | 10 | 10 | 10 | 10 | 10 | 10 | 10
LANTANA BESS | 25INR0647 | LANTANA_BESS1 | BA | STORAGE | OPER-SYN | CONV-DGR | NUECES | COASTAL | 2026-02-27 | 9.99 | 10 | 10 | 10 | 10 | 10 | 10 | 10 | 10 | 10 | 10 | 10 | 10 | 10 | 10 | 10 | 10 | 10 | 10 | 10 | 10
MEADOW PARK BESS | 26INR0699 | MDWPK_BES1 | BA | STORAGE | OPER-SYN | CONV-DGR | TARRANT | NORTH | 2026-02-28 | 9.9 | 9.9 | 9.9 | 9.9 | 9.9 | 9.9 | 9.9 | 9.9 | 9.9 | 9.9 | 9.9 | 9.9 | 9.9 | 9.9 | 9.9 | 9.9 | 9.9 | 9.9 | 9.9 | 9.9 | 9.9
MESQUITE BESS2 | 25INR0766 | MESQUITE_BESS2 | BA | STORAGE | OPER-SYN | CONV-DGR | CAMERON | COASTAL | 2026-04-04 | 9.9 | 9.9 | 9.9 | 9.9 | 9.9 | 9.9 | 9.9 | 9.9 | 9.9 | 9.9 | 9.9 | 9.9 | 9.9 | 9.9 | 9.9 | 9.9 | 9.9 | 9.9 | 9.9 | 9.9 | 9.9
MIDPOINT STORAGE | 24INR0138 | MIDP_SLR_BESS1 | BA | STORAGE | OPER-SYN | CONV | HILL | NORTH | 2026-03-13 | 50.9 | 50.9 | 50.9 | 50.9 | 50.9 | 50.9 | 50.9 | 50.9 | 50.9 | 50.9 | 50.9 | 50.9 | 50.9 | 50.9 | 50.9 | 50.9 | 50.9 | 50.9 | 50.9 | 50.9 | 50.9
MRG GOODY STORAGE | 24INR0305 | GODY_SLR_BESS1 | BA | STORAGE | OPER-SYN | CONV | LAMAR | NORTH | 2026-03-20 | 52.29 | 50 | 50 | 50 | 50 | 50 | 50 | 50 | 50 | 50 | 50 | 50 | 50 | 50 | 50 | 50 | 50 | 50 | 50 | 50 | 50
OLMITO BESS | 25INR0649 | OLMITO_BESS1 | BA | STORAGE | OPER-SYN | CONV-DGR | CAMERON | COASTAL | 2026-02-26 | 9.99 | 10 | 10 | 10 | 10 | 10 | 10 | 10 | 10 | 10 | 10 | 10 | 10 | 10 | 10 | 10 | 10 | 10 | 10 | 10 | 10
PADUA GRID BESS U2 | 24INR0533 | PAD2_ESS_BESS2 | BA | STORAGE | OPER-SYN | CONV | BEXAR | SOUTH | 2026-03-31 | 150.94 | 150 | 150 | 150 | 150 | 150 | 150 | 150 | 150 | 150 | 150 | 150 | 150 | 150 | 150 | 150 | 150 | 150 | 150 | 150 | 150
PALMVIEW BESS | 24INR0628 | PALMVIEW_BESS1 | BA | STORAGE | OPER-SYN | CONV-DGR | HIDALGO | SOUTH | 2026-04-20 | 9.9 | 9.9 | 9.9 | 9.9 | 9.9 | 9.9 | 9.9 | 9.9 | 9.9 | 9.9 | 9.9 | 9.9 | 9.9 | 9.9 | 9.9 | 9.9 | 9.9 | 9.9 | 9.9 | 9.9 | 9.9
PINE FOREST BESS | 22INR0526 | PINEFRST_BESS1 | BA | STORAGE | OPER-SYN | CONV | HOPKINS | NORTH | 2026-05-20 | 200.74 | 200 | 200 | 200 | 200 | 200 | 200 | 200 | 200 | 200 | 200 | 200 | 200 | 200 | 200 | 200 | 200 | 200 | 200 | 200 | 200
PINTAIL PASS BESS | 24INR0302 | PIN_BESS_UNIT1 | BA | STORAGE | OPER-SYN | CONV | SAN PATRICIO | COASTAL | 2026-06-09 | 207.25 | 200 | 200 | 200 | 200 | 200 | 200 | 200 | 200 | 200 | 200 | 200 | 200 | 200 | 200 | 200 | 200 | 200 | 200 | 200 | 200
PROJECT LYNX BESS | 25INR0329 | LYNX_ESS_BESS_1 | BA | STORAGE | OPER-SYN | CONV | NUECES | COASTAL | 2026-05-01 | 125.3 | 125 | 125 | 125 | 125 | 125 | 125 | 125 | 125 | 125 | 125 | 125 | 125 | 125 | 125 | 125 | 125 | 125 | 125 | 125 | 125
RADIAN STORAGE SLF U1 | 24INR0631 | RADN_SLR_BESS1 | BA | STORAGE | OPER-SYN-SLF | CONV-SLF | BROWN | NORTH | 2026-03-16 | 78.26 | 78.1 | 78.1 | 78.1 | 78.1 | 78.1 | 78.1 | 78.1 | 78.1 | 78.1 | 78.1 | 78.1 | 78.1 | 78.1 | 78.1 | 78.1 | 78.1 | 78.1 | 78.1 | 78.1 | 78.1
RADIAN STORAGE SLF U2 | 24INR0631 | RADN_SLR_BESS2 | BA | STORAGE | OPER-SYN-SLF | CONV-SLF | BROWN | NORTH | 2026-03-16 | 81.99 | 81.9 | 81.9 | 81.9 | 81.9 | 81.9 | 81.9 | 81.9 | 81.9 | 81.9 | 81.9 | 81.9 | 81.9 | 81.9 | 81.9 | 81.9 | 81.9 | 81.9 | 81.9 | 81.9 | 81.9
RHAPSODY STORAGE | 24INR0397 | RHA_BESS1 | BA | STORAGE | OPER-SYN | CONV | HARRIS | HOUSTON | 2026-05-20 | 205.57 | 200 | 200 | 200 | 200 | 200 | 200 | 200 | 200 | 200 | 200 | 200 | 200 | 200 | 200 | 200 | 200 | 200 | 200 | 200 | 200
ROADRUNNER CROSSING BESS SLF U1 | 23INR0538 | RRC_WIND_BESS1 | BA | STORAGE | OPER-SYN-SLF | CONV-SLF | EASTLAND | NORTH | 2026-02-13 | 75.2 | 75 | 75 | 75 | 75 | 75 | 75 | 75 | 75 | 75 | 75 | 75 | 75 | 75 | 75 | 75 | 75 | 75 | 75 | 75 | 75
ROADRUNNER CROSSING BESS SLF U2 | 23INR0538 | RRC_WIND_BESS2 | BA | STORAGE | OPER-SYN-SLF | CONV-SLF | EASTLAND | NORTH | 2026-02-13 | 75.2 | 75 | 75 | 75 | 75 | 75 | 75 | 75 | 75 | 75 | 75 | 75 | 75 | 75 | 75 | 75 | 75 | 75 | 75 | 75 | 75
SAHARA BESS (SOHO BESS) | 23INR0419 | SAH_BESS1 | BA | STORAGE | OPER-SYN | CONV | BRAZORIA | COASTAL | 2026-06-01 | 204.4 | 200 | 200 | 200 | 200 | 200 | 200 | 200 | 200 | 200 | 200 | 200 | 200 | 200 | 200 | 200 | 200 | 200 | 200 | 200 | 200
SAHARA II BESS (SOHO II BESS) | 25INR0162 | SAH_BESS2 | BA | STORAGE | OPER-SYN | CONV | BRAZORIA | COASTAL | 2026-06-01 | 204.3 | 200 | 200 | 200 | 200 | 200 | 200 | 200 | 200 | 200 | 200 | 200 | 200 | 200 | 200 | 200 | 200 | 200 | 200 | 200 | 200
SE EDINBURG BESS | 24INR0642 | SE_EDINB_BESS1 | BA | STORAGE | OPER-SYN | CONV-DGR | HIDALGO | SOUTH | 2026-04-20 | 9.9 | 9.9 | 9.9 | 9.9 | 9.9 | 9.9 | 9.9 | 9.9 | 9.9 | 9.9 | 9.9 | 9.9 | 9.9 | 9.9 | 9.9 | 9.9 | 9.9 | 9.9 | 9.9 | 9.9 | 9.9
SODA LAKE BESS 1 | 23INR0501 | SLK_BESS_BESS1 | BA | STORAGE | OPER-SYN | CONV | CRANE | WEST | 2026-04-30 | 203.87 | 200 | 200 | 200 | 200 | 200 | 200 | 200 | 200 | 200 | 200 | 200 | 200 | 200 | 200 | 200 | 200 | 200 | 200 | 200 | 200
SOLACE STORAGE U1 | 26INR0309 | SOLC_SLR_BESS1 | BA | STORAGE | OPER-SYN | CONV | HASKELL | WEST | 2026-06-01 | 160.91 | 160 | 160 | 160 | 160 | 160 | 160 | 160 | 160 | 160 | 160 | 160 | 160 | 160 | 160 | 160 | 160 | 160 | 160 | 160 | 160
SOLACE STORAGE U2 | 26INR0309 | SOLC_SLR_BESS2 | BA | STORAGE | OPER-SYN | CONV | HASKELL | WEST | 2026-06-01 | 160.88 | 160 | 160 | 160 | 160 | 160 | 160 | 160 | 160 | 160 | 160 | 160 | 160 | 160 | 160 | 160 | 160 | 160 | 160 | 160 | 160
STONERIDGE BESS | 25INR0389 | STRG_SLR_BESS1 | BA | STORAGE | OPER-SYN | CONV | MILAM | SOUTH | 2026-04-01 | 101.9 | 100 | 100 | 100 | 100 | 100 | 100 | 100 | 100 | 100 | 100 | 100 | 100 | 100 | 100 | 100 | 100 | 100 | 100 | 100 | 100
TORRECILLAS BESS | 23INR0529 | TORR_BESS1 | BA | STORAGE | OPER-SYN | CONV-TGR | WEBB | SOUTH | 2026-02-28 | 9.9 | 9.9 | 9.9 | 9.9 | 9.9 | 9.9 | 9.9 | 9.9 | 9.9 | 9.9 | 9.9 | 9.9 | 9.9 | 9.9 | 9.9 | 9.9 | 9.9 | 9.9 | 9.9 | 9.9 | 9.9
UTOPIA BESS | 24INR0501 | UTOPIA_BESS1 | BA | STORAGE | OPER-SYN | CONV-DGR | BANDERA | SOUTH | 2026-06-02 | 9.9 | 9.9 | 9.9 | 9.9 | 9.9 | 9.9 | 9.9 | 9.9 | 9.9 | 9.9 | 9.9 | 9.9 | 9.9 | 9.9 | 9.9 | 9.9 | 9.9 | 9.9 | 9.9 | 9.9 | 9.9
VERTUS ENERGY STORAGE | 26INR0333 | VERT_ESS_BESS1 | BA | STORAGE | OPER-SYN | CONV | GALVESTON | HOUSTON | 2026-06-01 | 207.3 | 200 | 200 | 200 | 200 | 200 | 200 | 200 | 200 | 200 | 200 | 200 | 200 | 200 | 200 | 200 | 200 | 200 | 200 | 200 | 200
WIZARD BESS | 25INR0300 | WZRD_ESS_BES1 | BA | STORAGE | OPER-SYN | CONV | GALVESTON | HOUSTON | 2026-04-03 | 150.82 | 150 | 150 | 150 | 150 | 150 | 150 | 150 | 150 | 150 | 150 | 150 | 150 | 150 | 150 | 150 | 150 | 150 | 150 | 150 | 150
A4 PEARSALL DGR U1 (LIFE CYCLE POWER, LCP) |  | A4_DGR1 | GT | DIESEL | RMR | CONV | BEXAR | SOUTH | 2025-10-10 | 35 | 0 | 0 | 0 | 0 | 0 | 0 | 0 | 0 | 0 | 0 | 0 | 0 | 0 | 0 | 0 | 0 | 0 | 0 | 0 | 0
A4 PEARSALL DGR U2 (LIFE CYCLE POWER, LCP) |  | A4_DGR2 | GT | DIESEL | RMR | CONV | BEXAR | SOUTH | 2025-10-10 | 35 | 0 | 0 | 0 | 0 | 0 | 0 | 0 | 0 | 0 | 0 | 0 | 0 | 0 | 0 | 0 | 0 | 0 | 0 | 0 | 0
K2 NACOGDOCHES DGR U1 (LIFE CYCLE POWER, LCP) |  | K2_DGR1 | GT | DIESEL | RMR | CONV | BEXAR | SOUTH | 2025-10-30 | 29.4 | 0 | 0 | 0 | 0 | 0 | 0 | 0 | 0 | 0 | 0 | 0 | 0 | 0 | 0 | 0 | 0 | 0 | 0 | 0 | 0
K2 NACOGDOCHES DGR U2 (LIFE CYCLE POWER, LCP) |  | K2_DGR2 | GT | DIESEL | RMR | CONV | BEXAR | SOUTH | 2025-10-30 | 29.4 | 0 | 0 | 0 | 0 | 0 | 0 | 0 | 0 | 0 | 0 | 0 | 0 | 0 | 0 | 0 | 0 | 0 | 0 | 0 | 0
P2 HIGHLAND HILLS DGR U1 (LIFE CYCLE POWER, LCP) |  | P2_DGR1 | GT | DIESEL | RMR | CONV | BEXAR | SOUTH | 2025-09-30 | 40.9 | 0 | 0 | 0 | 0 | 0 | 0 | 0 | 0 | 0 | 0 | 0 | 0 | 0 | 0 | 0 | 0 | 0 | 0 | 0 | 0
P2 HIGHLAND HILLS DGR U2 (LIFE CYCLE POWER, LCP) |  | P2_DGR2 | GT | DIESEL | RMR | CONV | BEXAR | SOUTH | 2025-09-30 | 40.9 | 0 | 0 | 0 | 0 | 0 | 0 | 0 | 0 | 0 | 0 | 0 | 0 | 0 | 0 | 0 | 0 | 0 | 0 | 0 | 0
Q1 VALLEY ROAD DGR (LIFE CYCLE POWER, LCP) |  | Q1_DGR1 | GT | DIESEL | RMR | CONV | BEXAR | SOUTH | 2025-10-15 | 29.4 | 0 | 0 | 0 | 0 | 0 | 0 | 0 | 0 | 0 | 0 | 0 | 0 | 0 | 0 | 0 | 0 | 0 | 0 | 0 | 0
V H BRAUNIG STG 3 (RMR FROM 3/1/25 TO 3/1/27) |  | BRAUNIG_VHB3 | ST | GAS | RMR | CONV | BEXAR | SOUTH | 1970-08-01 | 420 | 0 | 0 | 0 | 0 | 0 | 0 | 0 | 0 | 0 | 0 | 0 | 0 | 0 | 0 | 0 | 0 | 0 | 0 | 0 | 0
V2 BROOKS FIELD DGR U1 (LIFE CYCLE POWER, LCP) |  | V2_DGR1 | GT | DIESEL | RMR | CONV | BEXAR | SOUTH | 2025-11-24 | 32 | 0 | 0 | 0 | 0 | 0 | 0 | 0 | 0 | 0 | 0 | 0 | 0 | 0 | 0 | 0 | 0 | 0 | 0 | 0 | 0
V2 BROOKS FIELD DGR U2 (LIFE CYCLE POWER, LCP) |  | V2_DGR2 | GT | DIESEL | RMR | CONV | BEXAR | SOUTH | 2025-11-24 | 32 | 0 | 0 | 0 | 0 | 0 | 0 | 0 | 0 | 0 | 0 | 0 | 0 | 0 | 0 | 0 | 0 | 0 | 0 | 0 | 0
V2 BROOKS FIELD DGR U3 (LIFE CYCLE POWER, LCP) |  | V2_DGR3 | GT | DIESEL | RMR | CONV | BEXAR | SOUTH | 2025-11-24 | 32 | 0 | 0 | 0 | 0 | 0 | 0 | 0 | 0 | 0 | 0 | 0 | 0 | 0 | 0 | 0 | 0 | 0 | 0 | 0 | 0
V4 PALO ALTO DGR (LIFE CYCLE POWER, LCP) |  | V4_DGR1 | GT | DIESEL | RMR | CONV | BEXAR | SOUTH | 2025-10-21 | 40.9 | 0 | 0 | 0 | 0 | 0 | 0 | 0 | 0 | 0 | 0 | 0 | 0 | 0 | 0 | 0 | 0 | 0 | 0 | 0 | 0
X1 MEDINA BASE DGR (LIFE CYCLE POWER, LCP) |  | X1_DGR1 | GT | DIESEL | RMR | CONV | BEXAR | SOUTH | 2025-09-04 | 29.4 | 0 | 0 | 0 | 0 | 0 | 0 | 0 | 0 | 0 | 0 | 0 | 0 | 0 | 0 | 0 | 0 | 0 | 0 | 0 | 0
Z0 BECK ROAD DGR U1 (LIFE CYCLE POWER, LCP) |  | Z0_DGR1 | GT | DIESEL | RMR | CONV | BEXAR | SOUTH | 2025-11-06 | 29.4 | 0 | 0 | 0 | 0 | 0 | 0 | 0 | 0 | 0 | 0 | 0 | 0 | 0 | 0 | 0 | 0 | 0 | 0 | 0 | 0
Z0 BECK ROAD DGR U2 (LIFE CYCLE POWER, LCP) |  | Z0_DGR2 | GT | DIESEL | RMR | CONV | BEXAR | SOUTH | 2025-11-06 | 29.4 | 0 | 0 | 0 | 0 | 0 | 0 | 0 | 0 | 0 | 0 | 0 | 0 | 0 | 0 | 0 | 0 | 0 | 0 | 0 | 0
Z5 SOUTHTON DGR (LIFE CYCLE POWER, LCP) |  | Z5_DGR1 | GT | DIESEL | RMR | CONV | BEXAR | SOUTH | 2025-09-19 | 29.4 | 0 | 0 | 0 | 0 | 0 | 0 | 0 | 0 | 0 | 0 | 0 | 0 | 0 | 0 | 0 | 0 | 0 | 0 | 0 | 0
EAST TIE |  | DC_E | MWH | MWH | OPER | DC-TIE | FANNIN | NORTH |  | 600 | 600 | 600 | 600 | 600 | 600 | 600 | 600 | 600 | 600 | 600 | 600 | 600 | 600 | 600 | 600 | 600 | 600 | 600 | 600 | 600
NORTH TIE |  | DC_N | MWH | MWH | OPER | DC-TIE | WILBARGER | WEST |  | 220 | 220 | 220 | 220 | 220 | 220 | 220 | 220 | 220 | 220 | 220 | 220 | 220 | 220 | 220 | 220 | 220 | 220 | 220 | 220 | 220
LAREDO VFT TIE |  | DC_L | MWH | MWH | OPER | DC-TIE | WEBB | SOUTH |  | 100 | 100 | 100 | 100 | 100 | 100 | 100 | 100 | 100 | 100 | 100 | 100 | 100 | 100 | 100 | 100 | 100 | 100 | 100 | 100 | 100
SHARYLAND RAILROAD TIE |  | DC_R | MWH | MWH | OPER | DC-TIE | HIDALGO | SOUTH |  | 300 | 300 | 300 | 300 | 300 | 300 | 300 | 300 | 300 | 300 | 300 | 300 | 300 | 300 | 300 | 300 | 300 | 300 | 300 | 300 | 300
BASRANCH (TEF) | 25INR0008 |  | CC | GAS | PLAN | CONV | WARD | WEST | 2028-12-01 | 1390 | 0 | 0 | 1300 | 1300 | 1300 | 0 | 1350 | 1350 | 1350 | 1350 | 0 | 0 | 1350 | 1350 | 1350 | 0 | 0 | 1350 | 1350 | 1350
CEDAR BAYOU 5 (TEF) | 23INR0029 |  | CC | GAS | PLAN | CONV | CHAMBERS | HOUSTON | 2027-12-15 | 721 | 0 | 674 | 674 | 674 | 674 | 0 | 697 | 697 | 697 | 697 | 0 | 697 | 697 | 697 | 697 | 0 | 697 | 697 | 697 | 697
COYANOSA GAS | 25INR0711 |  | IC | GAS | PLAN | CONV-DGR | WINKLER | WEST | 2026-04-28 | 9.9 | 9.9 | 9.9 | 9.9 | 9.9 | 9.9 | 9.9 | 9.9 | 9.9 | 9.9 | 9.9 | 9.9 | 9.9 | 9.9 | 9.9 | 9.9 | 9.9 | 9.9 | 9.9 | 9.9 | 9.9
COYOTE SPRINGS AGR1 | 24INR0645 |  | IC | DIESEL | PLAN | CONV-DGR | REEVES | WEST | 2026-06-23 | 9.95 | 9.9 | 9.9 | 9.9 | 9.9 | 9.9 | 9.9 | 9.9 | 9.9 | 9.9 | 9.9 | 9.9 | 9.9 | 9.9 | 9.9 | 9.9 | 9.9 | 9.9 | 9.9 | 9.9 | 9.9
ENCHANTED ROCK NEWPP | 22INR0546 |  | IC | GAS | PLAN | CONV | HARRIS | HOUSTON | 2026-02-28 | 30 | 30 | 30 | 30 | 30 | 30 | 30 | 30 | 30 | 30 | 30 | 30 | 30 | 30 | 30 | 30 | 30 | 30 | 30 | 30 | 30
LIATRIS FLEXIBLE GAS | 26INR0408 |  | GT | GAS | PLAN | CONV | BRAZORIA | COASTAL | 2029-02-01 | 204.71 | 0 | 0 | 204.7 | 204.7 | 204.7 | 0 | 0 | 204.7 | 204.7 | 204.7 | 0 | 0 | 204.7 | 204.7 | 204.7 | 0 | 0 | 204.7 | 204.7 | 204.7
NRG THW GT 345 (TEF) | 24INR0482 |  | GT | GAS | PLAN | CONV | HARRIS | HOUSTON | 2026-05-25 | 456 | 422 | 422 | 422 | 422 | 422 | 456 | 456 | 456 | 456 | 456 | 456 | 456 | 456 | 456 | 456 | 456 | 456 | 456 | 456 | 456
PYOTE GAS | 25INR0718 |  | IC | GAS | PLAN | CONV-DGR | WARD | WEST | 2026-05-14 | 9.9 | 9.9 | 9.9 | 9.9 | 9.9 | 9.9 | 9.9 | 9.9 | 9.9 | 9.9 | 9.9 | 9.9 | 9.9 | 9.9 | 9.9 | 9.9 | 9.9 | 9.9 | 9.9 | 9.9 | 9.9
STAGHORN GAS | 26INR0698 |  | IC | GAS | PLAN | CONV-DGR | WARD | WEST | 2026-05-02 | 9.99 | 10 | 10 | 10 | 10 | 10 | 10 | 10 | 10 | 10 | 10 | 10 | 10 | 10 | 10 | 10 | 10 | 10 | 10 | 10 | 10
ROCK ISLAND GENERATING (TEF) | 27INR0321 |  | IC | GAS | PLAN | CONV | COLORADO | SOUTH | 2027-06-01 | 121.8 | 121.8 | 121.8 | 121.8 | 121.8 | 121.8 | 121.8 | 121.8 | 121.8 | 121.8 | 121.8 | 0 | 121.8 | 121.8 | 121.8 | 121.8 | 121.8 | 121.8 | 121.8 | 121.8 | 121.8
SADDLEBACK AGR1 | 24INR0646 |  | IC | DIESEL | PLAN | CONV-DGR | REEVES | WEST | 2026-06-23 | 9.95 | 9.9 | 9.9 | 9.9 | 9.9 | 9.9 | 9.9 | 9.9 | 9.9 | 9.9 | 9.9 | 9.9 | 9.9 | 9.9 | 9.9 | 9.9 | 9.9 | 9.9 | 9.9 | 9.9 | 9.9
TOLIVAR POWER PLANT (TEF) | 27INR0297 |  | IC | GAS | PLAN | CONV | REEVES | WEST | 2027-05-06 | 224.5 | 224.5 | 224.5 | 224.5 | 224.5 | 224.5 | 224.5 | 224.5 | 224.5 | 224.5 | 224.5 | 0 | 224.5 | 224.5 | 224.5 | 224.5 | 224.5 | 224.5 | 224.5 | 224.5 | 224.5
AQUILLA LAKE 3 WIND | 22INR0499 |  | WT | WIND-O | PLAN | CONV | HILL | NORTH | 2027-03-01 | 297.4 | 297.4 | 297.4 | 297.4 | 297.4 | 297.4 | 297.4 | 297.4 | 297.4 | 297.4 | 297.4 | 297.4 | 297.4 | 297.4 | 297.4 | 297.4 | 297.4 | 297.4 | 297.4 | 297.4 | 297.4
AURELIUS WIND | 29INR0004 |  | WT | WIND-P | PLAN | CONV | DEAF SMITH | PANHANDLE | 2028-06-30 | 621.6 | 0 | 0 | 621.6 | 621.6 | 621.6 | 0 | 621.6 | 621.6 | 621.6 | 621.6 | 0 | 0 | 621.6 | 621.6 | 621.6 | 0 | 621.6 | 621.6 | 621.6 | 621.6
BIG CANYON WIND | 30INR0018 |  | WT | WIND-O | PLAN | CONV | PECOS | WEST | 2030-07-01 | 1500 | 0 | 0 | 0 | 0 | 1500 | 0 | 0 | 0 | 1500 | 1500 | 0 | 0 | 0 | 0 | 1500 | 0 | 0 | 0 | 1500 | 1500
BLUEBONNET PRAIRIE WIND | 25INR0247 |  | WT | WIND-O | PLAN | CONV | NAVARRO | NORTH | 2027-07-15 | 173 | 0 | 173 | 173 | 173 | 173 | 173 | 173 | 173 | 173 | 173 | 0 | 173 | 173 | 173 | 173 | 173 | 173 | 173 | 173 | 173
BOB CREEK WIND | 27INR0076 |  | WT | WIND-O | PLAN | CONV | STERLING | WEST | 2028-07-01 | 240 | 0 | 0 | 240 | 240 | 240 | 0 | 240 | 240 | 240 | 240 | 0 | 0 | 240 | 240 | 240 | 0 | 240 | 240 | 240 | 240
BULLRING WIND 1 | 28INR0037 |  | WT | WIND-O | PLAN | CONV | STARR | SOUTH | 2028-06-30 | 303.5 | 0 | 0 | 303.5 | 303.5 | 303.5 | 0 | 303.5 | 303.5 | 303.5 | 303.5 | 0 | 0 | 303.5 | 303.5 | 303.5 | 0 | 303.5 | 303.5 | 303.5 | 303.5
BULLRING WIND 2 | 28INR0038 |  | WT | WIND-O | PLAN | CONV | STARR | SOUTH | 2028-06-30 | 303.8 | 0 | 0 | 303.8 | 303.8 | 303.8 | 0 | 303.8 | 303.8 | 303.8 | 303.8 | 0 | 0 | 303.8 | 303.8 | 303.8 | 0 | 303.8 | 303.8 | 303.8 | 303.8
BULLRING WIND 3 | 28INR0039 |  | WT | WIND-O | PLAN | CONV | STARR | SOUTH | 2028-06-30 | 190.4 | 0 | 0 | 190.4 | 190.4 | 190.4 | 0 | 190.4 | 190.4 | 190.4 | 190.4 | 0 | 0 | 190.4 | 190.4 | 190.4 | 0 | 190.4 | 190.4 | 190.4 | 190.4
CASCABEL WIND 1 | 24INR0424 |  | WT | WIND-O | PLAN | CONV | ZAPATA | SOUTH | 2027-12-01 | 197.75 | 0 | 197.8 | 197.8 | 197.8 | 197.8 | 197.8 | 197.8 | 197.8 | 197.8 | 197.8 | 0 | 197.8 | 197.8 | 197.8 | 197.8 | 0 | 197.8 | 197.8 | 197.8 | 197.8
CASCABEL WIND 2 | 23INR0561 |  | WT | WIND-O | PLAN | CONV | ZAPATA | SOUTH | 2027-12-01 | 197.75 | 0 | 197.8 | 197.8 | 197.8 | 197.8 | 197.8 | 197.8 | 197.8 | 197.8 | 197.8 | 0 | 197.8 | 197.8 | 197.8 | 197.8 | 0 | 197.8 | 197.8 | 197.8 | 197.8
CORRALITOS WIND 1 | 24INR0505 |  | WT | WIND-O | PLAN | CONV | ZAPATA | SOUTH | 2027-12-01 | 196.1 | 0 | 196.1 | 196.1 | 196.1 | 196.1 | 196.1 | 196.1 | 196.1 | 196.1 | 196.1 | 0 | 196.1 | 196.1 | 196.1 | 196.1 | 0 | 196.1 | 196.1 | 196.1 | 196.1
CORRALITOS WIND 2 | 24INR0506 |  | WT | WIND-O | PLAN | CONV | ZAPATA | SOUTH | 2027-12-31 | 195.4 | 0 | 195.4 | 195.4 | 195.4 | 195.4 | 0 | 195.4 | 195.4 | 195.4 | 195.4 | 0 | 195.4 | 195.4 | 195.4 | 195.4 | 0 | 195.4 | 195.4 | 195.4 | 195.4
HYFUELS WESTERN FARMLAND WIND | 26INR0021 |  | WT | WIND-O | PLAN | CONV | VICTORIA | SOUTH | 2027-06-30 | 276.8 | 0 | 276.8 | 276.8 | 276.8 | 276.8 | 276.8 | 276.8 | 276.8 | 276.8 | 276.8 | 0 | 276.8 | 276.8 | 276.8 | 276.8 | 276.8 | 276.8 | 276.8 | 276.8 | 276.8
DUNDEE SOUTH A WIND | 27INR0005 |  | WT | WIND-O | PLAN | CONV | BAYLOR | WEST | 2027-12-31 | 523.73 | 0 | 523.7 | 523.7 | 523.7 | 523.7 | 0 | 523.7 | 523.7 | 523.7 | 523.7 | 0 | 523.7 | 523.7 | 523.7 | 523.7 | 0 | 523.7 | 523.7 | 523.7 | 523.7
DUNDEE SOUTH B WIND | 27INR0011 |  | WT | WIND-O | PLAN | CONV | BAYLOR | WEST | 2027-12-31 | 261.26 | 0 | 261.3 | 261.3 | 261.3 | 261.3 | 0 | 261.3 | 261.3 | 261.3 | 261.3 | 0 | 261.3 | 261.3 | 261.3 | 261.3 | 0 | 261.3 | 261.3 | 261.3 | 261.3
DUNDEE NORTH WIND | 27INR0004 |  | WT | WIND-O | PLAN | CONV | WILBARGER | WEST | 2027-12-31 | 146.44 | 0 | 146.4 | 146.4 | 146.4 | 146.4 | 0 | 146.4 | 146.4 | 146.4 | 146.4 | 0 | 146.4 | 146.4 | 146.4 | 146.4 | 0 | 146.4 | 146.4 | 146.4 | 146.4
GOODNIGHT WIND II | 23INR0637 |  | WT | WIND-P | PLAN | CONV | ARMSTRONG | PANHANDLE | 2027-06-14 | 259.2 | 0 | 259.2 | 259.2 | 259.2 | 259.2 | 259.2 | 259.2 | 259.2 | 259.2 | 259.2 | 0 | 259.2 | 259.2 | 259.2 | 259.2 | 259.2 | 259.2 | 259.2 | 259.2 | 259.2
GUSTY WINDPOWER | 29INR0040 |  | WT | WIND-O | PLAN | CONV | GLASSCOCK | WEST | 2028-12-31 | 208.5 | 0 | 0 | 208.5 | 208.5 | 208.5 | 0 | 0 | 208.5 | 208.5 | 208.5 | 0 | 0 | 208.5 | 208.5 | 208.5 | 0 | 0 | 208.5 | 208.5 | 208.5
HONEY MESQUITE WIND FARM | 26INR0447 |  | WT | WIND-O | PLAN | CONV | GLASSCOCK | WEST | 2026-12-15 | 173.95 | 173.9 | 173.9 | 173.9 | 173.9 | 173.9 | 173.9 | 173.9 | 173.9 | 173.9 | 173.9 | 173.9 | 173.9 | 173.9 | 173.9 | 173.9 | 173.9 | 173.9 | 173.9 | 173.9 | 173.9
LAUREL WIND ENERGY CENTER | 27INR0056 |  | WT | WIND-O | PLAN | CONV | PECOS | WEST | 2027-12-31 | 306.6 | 0 | 306.6 | 306.6 | 306.6 | 306.6 | 0 | 306.6 | 306.6 | 306.6 | 306.6 | 0 | 306.6 | 306.6 | 306.6 | 306.6 | 0 | 306.6 | 306.6 | 306.6 | 306.6
LONGVIEW WIND | 26INR0530 |  | WT | WIND-O | PLAN | CONV | DAWSON | WEST | 2028-12-01 | 352.6 | 0 | 0 | 352.6 | 352.6 | 352.6 | 0 | 352.6 | 352.6 | 352.6 | 352.6 | 0 | 0 | 352.6 | 352.6 | 352.6 | 0 | 0 | 352.6 | 352.6 | 352.6
MIRANDO VALLEY WIND | 28INR0072 |  | WT | WIND-O | PLAN | CONV | JIM HOGG | SOUTH | 2028-07-06 | 478.74 | 0 | 0 | 478.7 | 478.7 | 478.7 | 0 | 478.7 | 478.7 | 478.7 | 478.7 | 0 | 0 | 478.7 | 478.7 | 478.7 | 0 | 478.7 | 478.7 | 478.7 | 478.7
MONARCH CREEK WIND | 21INR0263 |  | WT | WIND-O | PLAN | CONV | THROCKMORTON | WEST | 2027-09-17 | 284.3 | 0 | 284.3 | 284.3 | 284.3 | 284.3 | 284.3 | 284.3 | 284.3 | 284.3 | 284.3 | 0 | 284.3 | 284.3 | 284.3 | 284.3 | 284.3 | 284.3 | 284.3 | 284.3 | 284.3
MONTE ALTO 2 WIND | 19INR0023 |  | WT | WIND-C | PLAN | CONV | WILLACY | COASTAL | 2027-06-01 | 199.5 | 199.5 | 199.5 | 199.5 | 199.5 | 199.5 | 199.5 | 199.5 | 199.5 | 199.5 | 199.5 | 0 | 199.5 | 199.5 | 199.5 | 199.5 | 199.5 | 199.5 | 199.5 | 199.5 | 199.5
MONTE ALTO I WIND | 19INR0022 |  | WT | WIND-C | PLAN | CONV | WILLACY | COASTAL | 2028-06-01 | 141.5 | 0 | 141.5 | 141.5 | 141.5 | 141.5 | 0 | 141.5 | 141.5 | 141.5 | 141.5 | 0 | 0 | 141.5 | 141.5 | 141.5 | 0 | 141.5 | 141.5 | 141.5 | 141.5
MONTE CRISTO II WIND | 19INR0055 |  | WT | WIND-O | PLAN | CONV | HIDALGO | SOUTH | 2028-12-31 | 233.9 | 0 | 0 | 233.9 | 233.9 | 233.9 | 0 | 0 | 233.9 | 233.9 | 233.9 | 0 | 0 | 233.9 | 233.9 | 233.9 | 0 | 0 | 233.9 | 233.9 | 233.9
RUBICON ALPHA WIND | 24INR0291 |  | WT | WIND-O | PLAN | CONV | HASKELL | WEST | 2027-07-31 | 222.6 | 0 | 222.6 | 222.6 | 222.6 | 222.6 | 222.6 | 222.6 | 222.6 | 222.6 | 222.6 | 0 | 222.6 | 222.6 | 222.6 | 222.6 | 222.6 | 222.6 | 222.6 | 222.6 | 222.6
SIETE | 20INR0047 |  | WT | WIND-O | PLAN | CONV | WEBB | SOUTH | 2028-01-03 | 492.8 | 0 | 492.8 | 492.8 | 492.8 | 492.8 | 0 | 492.8 | 492.8 | 492.8 | 492.8 | 0 | 492.8 | 492.8 | 492.8 | 492.8 | 0 | 492.8 | 492.8 | 492.8 | 492.8
SKYRIDER WIND | 29INR0025 |  | WT | WIND-O | PLAN | CONV | PECOS | WEST | 2028-07-01 | 370 | 0 | 0 | 370 | 370 | 370 | 0 | 370 | 370 | 370 | 370 | 0 | 0 | 370 | 370 | 370 | 0 | 370 | 370 | 370 | 370
VIENTO BRAVO WIND | 28INR0434 |  | WT | WIND-O | PLAN | CONV | JIM HOGG | SOUTH | 2028-07-06 | 366.51 | 0 | 0 | 366.5 | 366.5 | 366.5 | 0 | 366.5 | 366.5 | 366.5 | 366.5 | 0 | 0 | 366.5 | 366.5 | 366.5 | 0 | 366.5 | 366.5 | 366.5 | 366.5
WATER VALLEY WIND ENERGY | 20INR0247 |  | WT | WIND-O | PLAN | CONV | TOM GREEN | WEST | 2027-12-15 | 180 | 0 | 180 | 180 | 180 | 180 | 0 | 180 | 180 | 180 | 180 | 0 | 180 | 180 | 180 | 180 | 0 | 180 | 180 | 180 | 180
WEST MUNDAY WIND | 26INR0531 |  | WT | WIND-O | PLAN | CONV | KNOX | WEST | 2029-08-31 | 351.91 | 0 | 0 | 0 | 351.9 | 351.9 | 0 | 0 | 351.9 | 351.9 | 351.9 | 0 | 0 | 0 | 351.9 | 351.9 | 0 | 0 | 351.9 | 351.9 | 351.9
WINDJAMMER WINDPOWER | 27INR0383 |  | WT | WIND-O | PLAN | CONV | GLASSCOCK | WEST | 2028-12-31 | 292.58 | 0 | 0 | 292.6 | 292.6 | 292.6 | 0 | 0 | 292.6 | 292.6 | 292.6 | 0 | 0 | 292.6 | 292.6 | 292.6 | 0 | 0 | 292.6 | 292.6 | 292.6
YELLOW CAT WIND | 25INR0018 |  | WT | WIND-O | PLAN | CONV | NAVARRO | NORTH | 2027-04-01 | 262 | 262 | 262 | 262 | 262 | 262 | 262 | 262 | 262 | 262 | 262 | 0 | 262 | 262 | 262 | 262 | 262 | 262 | 262 | 262 | 262
ADAMSTOWN SOLAR | 21INR0210 |  | PV | SOLAR-W | PLAN | CONV | WILBARGER | WEST | 2027-08-31 | 250.88 | 0 | 250.9 | 250.9 | 250.9 | 250.9 | 250.9 | 250.9 | 250.9 | 250.9 | 250.9 | 0 | 250.9 | 250.9 | 250.9 | 250.9 | 250.9 | 250.9 | 250.9 | 250.9 | 250.9
ANILA SOLAR | 26INR0074 |  | PV | SOLAR-O | PLAN | CONV | WILSON | SOUTH | 2028-06-30 | 200.8 | 0 | 0 | 200.8 | 200.8 | 200.8 | 0 | 200.8 | 200.8 | 200.8 | 200.8 | 0 | 0 | 200.8 | 200.8 | 200.8 | 0 | 200.8 | 200.8 | 200.8 | 200.8
ANTILA SOLAR | 27INR0500 |  | PV | SOLAR-W | PLAN | CONV | BORDEN | WEST | 2027-11-30 | 500 | 0 | 500 | 500 | 500 | 500 | 500 | 500 | 500 | 500 | 500 | 0 | 500 | 500 | 500 | 500 | 0 | 500 | 500 | 500 | 500
ARGENTA SOLAR | 25INR0060 |  | PV | SOLAR-O | PLAN | CONV | BEE | SOUTH | 2028-06-30 | 310 | 0 | 0 | 310 | 310 | 310 | 0 | 310 | 310 | 310 | 310 | 0 | 0 | 310 | 310 | 310 | 0 | 310 | 310 | 310 | 310
ARMADILLO SOLAR | 21INR0421 |  | PV | SOLAR-O | PLAN | CONV | NAVARRO | NORTH | 2026-12-31 | 150.48 | 150.5 | 150.5 | 150.5 | 150.5 | 150.5 | 150.5 | 150.5 | 150.5 | 150.5 | 150.5 | 150.5 | 150.5 | 150.5 | 150.5 | 150.5 | 150.5 | 150.5 | 150.5 | 150.5 | 150.5
ARROYO SOLAR | 20INR0086 |  | PV | SOLAR-O | PLAN | CONV | CAMERON | COASTAL | 2028-02-22 | 100 | 0 | 100 | 100 | 100 | 100 | 0 | 100 | 100 | 100 | 100 | 0 | 100 | 100 | 100 | 100 | 0 | 100 | 100 | 100 | 100
AUGUST DRAW ENERGY | 25INR0112 |  | PV | SOLAR-FW | PLAN | CONV | REEVES | WEST | 2028-06-27 | 250 | 0 | 0 | 250 | 250 | 250 | 0 | 250 | 250 | 250 | 250 | 0 | 0 | 250 | 250 | 250 | 0 | 250 | 250 | 250 | 250
AURELIUS SOLAR | 29INR0003 |  | PV | SOLAR-W | PLAN | CONV | DEAF SMITH | PANHANDLE | 2028-06-30 | 485.7 | 0 | 0 | 485.7 | 485.7 | 485.7 | 0 | 485.7 | 485.7 | 485.7 | 485.7 | 0 | 0 | 485.7 | 485.7 | 485.7 | 0 | 485.7 | 485.7 | 485.7 | 485.7
AUSTIN BAYOU SOLAR | 25INR0102 |  | PV | SOLAR-O | PLAN | CONV | BRAZORIA | COASTAL | 2027-06-01 | 502.48 | 502.5 | 502.5 | 502.5 | 502.5 | 502.5 | 502.5 | 502.5 | 502.5 | 502.5 | 502.5 | 0 | 502.5 | 502.5 | 502.5 | 502.5 | 502.5 | 502.5 | 502.5 | 502.5 | 502.5
BIGWAY SOLAR I | 27INR0127 |  | PV | SOLAR-W | PLAN | CONV | KING | WEST | 2027-12-31 | 203 | 0 | 203 | 203 | 203 | 203 | 0 | 203 | 203 | 203 | 203 | 0 | 203 | 203 | 203 | 203 | 0 | 203 | 203 | 203 | 203
BIGWAY SOLAR II | 27INR0128 |  | PV | SOLAR-W | PLAN | CONV | KING | WEST | 2027-12-31 | 203 | 0 | 203 | 203 | 203 | 203 | 0 | 203 | 203 | 203 | 203 | 0 | 203 | 203 | 203 | 203 | 0 | 203 | 203 | 203 | 203
BLUE SKY SOL | 22INR0455 |  | PV | SOLAR-W | PLAN | CONV | CROCKETT | WEST | 2027-12-31 | 101.2 | 0 | 101.2 | 101.2 | 101.2 | 101.2 | 0 | 101.2 | 101.2 | 101.2 | 101.2 | 0 | 101.2 | 101.2 | 101.2 | 101.2 | 0 | 101.2 | 101.2 | 101.2 | 101.2
BONHAM SOLAR 1 | 25INR0199 |  | PV | SOLAR-O | PLAN | CONV | LIMESTONE | NORTH | 2027-04-06 | 138.4 | 138.4 | 138.4 | 138.4 | 138.4 | 138.4 | 138.4 | 138.4 | 138.4 | 138.4 | 138.4 | 0 | 138.4 | 138.4 | 138.4 | 138.4 | 138.4 | 138.4 | 138.4 | 138.4 | 138.4
BRIGGS SOLAR | 23INR0059 |  | PV | SOLAR-W | PLAN | CONV | HASKELL | WEST | 2028-04-15 | 323.7 | 0 | 323.7 | 323.7 | 323.7 | 323.7 | 0 | 323.7 | 323.7 | 323.7 | 323.7 | 0 | 0 | 323.7 | 323.7 | 323.7 | 0 | 323.7 | 323.7 | 323.7 | 323.7
CACHENA SOLAR SLF | 23INR0027 |  | PV | SOLAR-O | PLAN-SLF | CONV-SLF | WILSON | SOUTH | 2027-04-29 | 601.31 | 601.3 | 601.3 | 601.3 | 601.3 | 601.3 | 601.3 | 601.3 | 601.3 | 601.3 | 601.3 | 0 | 601.3 | 601.3 | 601.3 | 601.3 | 601.3 | 601.3 | 601.3 | 601.3 | 601.3
CALICHE MOUND SOLAR | 23INR0056 |  | PV | SOLAR-W | PLAN | CONV | DEAF SMITH | PANHANDLE | 2027-10-26 | 406.6 | 0 | 406.6 | 406.6 | 406.6 | 406.6 | 406.6 | 406.6 | 406.6 | 406.6 | 406.6 | 0 | 406.6 | 406.6 | 406.6 | 406.6 | 0 | 406.6 | 406.6 | 406.6 | 406.6
CAMINO SANTIAGO SOLAR | 22INR0605 |  | PV | SOLAR-O | PLAN | CONV | MILAM | SOUTH | 2027-02-18 | 196.3 | 196.3 | 196.3 | 196.3 | 196.3 | 196.3 | 196.3 | 196.3 | 196.3 | 196.3 | 196.3 | 196.3 | 196.3 | 196.3 | 196.3 | 196.3 | 196.3 | 196.3 | 196.3 | 196.3 | 196.3
CANEY CREEK SOLAR | 23INR0045 |  | PV | SOLAR-O | PLAN | CONV | VAN ZANDT | NORTH | 2027-06-21 | 121.04 | 0 | 121 | 121 | 121 | 121 | 121 | 121 | 121 | 121 | 121 | 0 | 121 | 121 | 121 | 121 | 121 | 121 | 121 | 121 | 121
CANNIBAL DRAW SOLAR | 26INR0452 |  | PV | SOLAR-W | PLAN | CONV | GLASSCOCK | WEST | 2028-04-10 | 149.5 | 0 | 149.5 | 149.5 | 149.5 | 149.5 | 0 | 149.5 | 149.5 | 149.5 | 149.5 | 0 | 0 | 149.5 | 149.5 | 149.5 | 0 | 149.5 | 149.5 | 149.5 | 149.5
CANTALOUPE SOLAR | 23INR0116 |  | PV | SOLAR-FW | PLAN | CONV | REEVES | WEST | 2028-07-01 | 307 | 0 | 0 | 307 | 307 | 307 | 0 | 307 | 307 | 307 | 307 | 0 | 0 | 307 | 307 | 307 | 0 | 307 | 307 | 307 | 307
CASCADE SOLAR | 23INR0091 |  | PV | SOLAR-O | PLAN | CONV | BRAZORIA | COASTAL | 2028-01-15 | 171 | 0 | 171 | 171 | 171 | 171 | 0 | 171 | 171 | 171 | 171 | 0 | 171 | 171 | 171 | 171 | 0 | 171 | 171 | 171 | 171
CHARGER SOLAR | 23INR0047 |  | PV | SOLAR-O | PLAN | CONV | REFUGIO | COASTAL | 2026-09-18 | 397.15 | 397.1 | 397.1 | 397.1 | 397.1 | 397.1 | 397.1 | 397.1 | 397.1 | 397.1 | 397.1 | 397.1 | 397.1 | 397.1 | 397.1 | 397.1 | 397.1 | 397.1 | 397.1 | 397.1 | 397.1
CIBELES SOLAR | 24INR0356 |  | PV | SOLAR-O | PLAN | CONV | MCLENNAN | NORTH | 2027-06-30 | 252.3 | 0 | 252.3 | 252.3 | 252.3 | 252.3 | 252.3 | 252.3 | 252.3 | 252.3 | 252.3 | 0 | 252.3 | 252.3 | 252.3 | 252.3 | 252.3 | 252.3 | 252.3 | 252.3 | 252.3
CLAIREMONT SOLAR 1 | 27INR0435 |  | PV | SOLAR-W | PLAN | CONV | KENT | WEST | 2029-02-13 | 251.75 | 0 | 0 | 251.8 | 251.8 | 251.8 | 0 | 0 | 251.8 | 251.8 | 251.8 | 0 | 0 | 251.8 | 251.8 | 251.8 | 0 | 0 | 251.8 | 251.8 | 251.8
COSPER SOLAR | 25INR0281 |  | PV | SOLAR-O | PLAN | CONV | BELL | NORTH | 2027-11-12 | 148.16 | 0 | 148.2 | 148.2 | 148.2 | 148.2 | 148.2 | 148.2 | 148.2 | 148.2 | 148.2 | 0 | 148.2 | 148.2 | 148.2 | 148.2 | 0 | 148.2 | 148.2 | 148.2 | 148.2
CRADLE SOLAR | 23INR0150 |  | PV | SOLAR-O | PLAN | CONV | BRAZORIA | COASTAL | 2027-02-22 | 200.85 | 200.9 | 200.9 | 200.9 | 200.9 | 200.9 | 200.9 | 200.9 | 200.9 | 200.9 | 200.9 | 200.9 | 200.9 | 200.9 | 200.9 | 200.9 | 200.9 | 200.9 | 200.9 | 200.9 | 200.9
CROWDED STAR SOLAR | 20INR0241 |  | PV | SOLAR-W | PLAN | CONV | JONES | WEST | 2026-07-31 | 218.79 | 218.8 | 218.8 | 218.8 | 218.8 | 218.8 | 218.8 | 218.8 | 218.8 | 218.8 | 218.8 | 218.8 | 218.8 | 218.8 | 218.8 | 218.8 | 218.8 | 218.8 | 218.8 | 218.8 | 218.8
CROWDED STAR SOLAR II | 22INR0274 |  | PV | SOLAR-W | PLAN | CONV | JONES | WEST | 2026-05-29 | 189.5 | 189.5 | 189.5 | 189.5 | 189.5 | 189.5 | 189.5 | 189.5 | 189.5 | 189.5 | 189.5 | 189.5 | 189.5 | 189.5 | 189.5 | 189.5 | 189.5 | 189.5 | 189.5 | 189.5 | 189.5
CUCHILLAS SOLAR | 24INR0059 |  | PV | SOLAR-O | PLAN | CONV | WEBB | SOUTH | 2028-12-15 | 305.6 | 0 | 0 | 305.6 | 305.6 | 305.6 | 0 | 0 | 305.6 | 305.6 | 305.6 | 0 | 0 | 305.6 | 305.6 | 305.6 | 0 | 0 | 305.6 | 305.6 | 305.6
DARKWOOD SOLAR | 27INR0049 |  | PV | SOLAR-O | PLAN | CONV | COMANCHE | NORTH | 2027-09-20 | 150.76 | 0 | 150.8 | 150.8 | 150.8 | 150.8 | 150.8 | 150.8 | 150.8 | 150.8 | 150.8 | 0 | 150.8 | 150.8 | 150.8 | 150.8 | 150.8 | 150.8 | 150.8 | 150.8 | 150.8
DELAWARE RANCH SOLAR | 22INR0454 |  | PV | SOLAR-FW | PLAN | CONV | CULBERSON | WEST | 2026-12-16 | 36 | 36 | 36 | 36 | 36 | 36 | 36 | 36 | 36 | 36 | 36 | 36 | 36 | 36 | 36 | 36 | 36 | 36 | 36 | 36 | 36
DIAMONDBACK SOLAR | 20INR0162 |  | PV | SOLAR-O | PLAN | CONV | STARR | SOUTH | 2028-05-31 | 203.8 | 0 | 203.8 | 203.8 | 203.8 | 203.8 | 0 | 203.8 | 203.8 | 203.8 | 203.8 | 0 | 0 | 203.8 | 203.8 | 203.8 | 0 | 203.8 | 203.8 | 203.8 | 203.8
DONEGAL SOLAR | 23INR0089 |  | PV | SOLAR-W | PLAN | CONV | DICKENS | PANHANDLE | 2028-03-01 | 201.68 | 0 | 201.7 | 201.7 | 201.7 | 201.7 | 0 | 201.7 | 201.7 | 201.7 | 201.7 | 0 | 201.7 | 201.7 | 201.7 | 201.7 | 0 | 201.7 | 201.7 | 201.7 | 201.7
DOVE RUN SOLAR | 21INR0326 |  | PV | SOLAR-O | PLAN | CONV | DUVAL | SOUTH | 2027-10-15 | 120.86 | 0 | 120.9 | 120.9 | 120.9 | 120.9 | 120.9 | 120.9 | 120.9 | 120.9 | 120.9 | 0 | 120.9 | 120.9 | 120.9 | 120.9 | 0 | 120.9 | 120.9 | 120.9 | 120.9
DUFFY SOLAR | 23INR0057 |  | PV | SOLAR-O | PLAN | CONV | MATAGORDA | COASTAL | 2027-12-31 | 502.46 | 0 | 502.5 | 502.5 | 502.5 | 502.5 | 0 | 502.5 | 502.5 | 502.5 | 502.5 | 0 | 502.5 | 502.5 | 502.5 | 502.5 | 0 | 502.5 | 502.5 | 502.5 | 502.5
EAGLE SPRINGS SOLAR | 24INR0137 |  | PV | SOLAR-O | PLAN | CONV | DELTA | NORTH | 2026-12-31 | 77.21 | 77.2 | 77.2 | 77.2 | 77.2 | 77.2 | 77.2 | 77.2 | 77.2 | 77.2 | 77.2 | 77.2 | 77.2 | 77.2 | 77.2 | 77.2 | 77.2 | 77.2 | 77.2 | 77.2 | 77.2
ECHOLS CREEK SOLAR | 25INR0368 |  | PV | SOLAR-O | PLAN | CONV | LAMAR | NORTH | 2027-04-03 | 201.56 | 201.6 | 201.6 | 201.6 | 201.6 | 201.6 | 201.6 | 201.6 | 201.6 | 201.6 | 201.6 | 0 | 201.6 | 201.6 | 201.6 | 201.6 | 201.6 | 201.6 | 201.6 | 201.6 | 201.6
ELDORA SOLAR | 24INR0337 |  | PV | SOLAR-O | PLAN | CONV | MATAGORDA | COASTAL | 2028-07-02 | 200.94 | 0 | 0 | 200.9 | 200.9 | 200.9 | 0 | 200.9 | 200.9 | 200.9 | 200.9 | 0 | 0 | 200.9 | 200.9 | 200.9 | 0 | 200.9 | 200.9 | 200.9 | 200.9
ERATH COUNTY SOLAR | 23INR0202 |  | PV | SOLAR-O | PLAN | CONV | ERATH | NORTH | 2029-01-31 | 207.4 | 0 | 0 | 207.4 | 207.4 | 207.4 | 0 | 0 | 207.4 | 207.4 | 207.4 | 0 | 0 | 207.4 | 207.4 | 207.4 | 0 | 0 | 207.4 | 207.4 | 207.4
ERIKA SOLAR | 24INR0303 |  | PV | SOLAR-O | PLAN | CONV | KAUFMAN | NORTH | 2027-06-30 | 200.5 | 0 | 200.5 | 200.5 | 200.5 | 200.5 | 200.5 | 200.5 | 200.5 | 200.5 | 200.5 | 0 | 200.5 | 200.5 | 200.5 | 200.5 | 200.5 | 200.5 | 200.5 | 200.5 | 200.5
FAGUS SOLAR PARK SLF U1 | 26INR0524 |  | PV | SOLAR-W | PLAN-SLF | CONV-SLF | CHILDRESS | PANHANDLE | 2027-05-19 | 169.59 | 169.6 | 169.6 | 169.6 | 169.6 | 169.6 | 169.6 | 169.6 | 169.6 | 169.6 | 169.6 | 0 | 169.6 | 169.6 | 169.6 | 169.6 | 169.6 | 169.6 | 169.6 | 169.6 | 169.6
FELIX EAST SOLAR | 27INR0007 |  | PV | SOLAR-W | PLAN | CONV | WILBARGER | WEST | 2028-12-31 | 200.92 | 0 | 0 | 200.9 | 200.9 | 200.9 | 0 | 0 | 200.9 | 200.9 | 200.9 | 0 | 0 | 200.9 | 200.9 | 200.9 | 0 | 0 | 200.9 | 200.9 | 200.9
FELIX NORTH SOLAR | 22INR0209 |  | PV | SOLAR-W | PLAN | CONV | WILBARGER | WEST | 2028-12-31 | 200.98 | 0 | 0 | 201 | 201 | 201 | 0 | 0 | 201 | 201 | 201 | 0 | 0 | 201 | 201 | 201 | 0 | 0 | 201 | 201 | 201
FELIX WEST SOLAR | 27INR0012 |  | PV | SOLAR-W | PLAN | CONV | WILBARGER | WEST | 2028-12-31 | 200.95 | 0 | 0 | 200.9 | 200.9 | 200.9 | 0 | 0 | 200.9 | 200.9 | 200.9 | 0 | 0 | 200.9 | 200.9 | 200.9 | 0 | 0 | 200.9 | 200.9 | 200.9
FEWELL SOLAR | 23INR0367 |  | PV | SOLAR-O | PLAN | CONV | LIMESTONE | NORTH | 2027-03-15 | 203.5 | 203.5 | 203.5 | 203.5 | 203.5 | 203.5 | 203.5 | 203.5 | 203.5 | 203.5 | 203.5 | 0 | 203.5 | 203.5 | 203.5 | 203.5 | 203.5 | 203.5 | 203.5 | 203.5 | 203.5
FUNSTON SOLAR | 29INR0015 |  | PV | SOLAR-W | PLAN | CONV | JONES | WEST | 2027-07-01 | 351.1 | 0 | 351.1 | 351.1 | 351.1 | 351.1 | 351.1 | 351.1 | 351.1 | 351.1 | 351.1 | 0 | 351.1 | 351.1 | 351.1 | 351.1 | 351.1 | 351.1 | 351.1 | 351.1 | 351.1
GAIL MOUNTAIN SOLAR | 28INR0176 |  | PV | SOLAR-W | PLAN | CONV | BORDEN | WEST | 2028-08-25 | 244.4 | 0 | 0 | 244.4 | 244.4 | 244.4 | 0 | 244.4 | 244.4 | 244.4 | 244.4 | 0 | 0 | 244.4 | 244.4 | 244.4 | 0 | 244.4 | 244.4 | 244.4 | 244.4
GLASGOW SOLAR | 24INR0206 |  | PV | SOLAR-O | PLAN | CONV | NAVARRO | NORTH | 2028-03-16 | 203.5 | 0 | 203.5 | 203.5 | 203.5 | 203.5 | 0 | 203.5 | 203.5 | 203.5 | 203.5 | 0 | 0 | 203.5 | 203.5 | 203.5 | 0 | 203.5 | 203.5 | 203.5 | 203.5
GRANDFALLS SOLAR | 19INR0002 |  | PV | SOLAR-FW | PLAN | CONV | UPTON | WEST | 2027-07-01 | 175.6 | 0 | 175.6 | 175.6 | 175.6 | 175.6 | 175.6 | 175.6 | 175.6 | 175.6 | 175.6 | 0 | 175.6 | 175.6 | 175.6 | 175.6 | 175.6 | 175.6 | 175.6 | 175.6 | 175.6
GREATER BRYANT G SOLAR | 23INR0300 |  | PV | SOLAR-FW | PLAN | CONV | MIDLAND | WEST | 2026-11-16 | 17.7 | 17.7 | 17.7 | 17.7 | 17.7 | 17.7 | 17.7 | 17.7 | 17.7 | 17.7 | 17.7 | 17.7 | 17.7 | 17.7 | 17.7 | 17.7 | 17.7 | 17.7 | 17.7 | 17.7 | 17.7
GREYHOUND SOLAR | 21INR0268 |  | PV | SOLAR-FW | PLAN | CONV | ECTOR | WEST | 2026-06-30 | 335.45 | 335.5 | 335.5 | 335.5 | 335.5 | 335.5 | 335.5 | 335.5 | 335.5 | 335.5 | 335.5 | 335.5 | 335.5 | 335.5 | 335.5 | 335.5 | 335.5 | 335.5 | 335.5 | 335.5 | 335.5
HACKBERRY CREEK SOLAR | 25INR0430 |  | PV | SOLAR-W | PLAN | CONV | MITCHELL | WEST | 2028-07-01 | 175.51 | 0 | 0 | 175.5 | 175.5 | 175.5 | 0 | 175.5 | 175.5 | 175.5 | 175.5 | 0 | 0 | 175.5 | 175.5 | 175.5 | 0 | 175.5 | 175.5 | 175.5 | 175.5
HALF MOON SOLAR | 28INR0127 |  | PV | SOLAR-O | PLAN | CONV | STARR | SOUTH | 2029-07-01 | 512.5 | 0 | 0 | 0 | 512.5 | 512.5 | 0 | 0 | 512.5 | 512.5 | 512.5 | 0 | 0 | 0 | 512.5 | 512.5 | 0 | 0 | 512.5 | 512.5 | 512.5
HAMBY SOLAR | 26INR0440 |  | PV | SOLAR-W | PLAN | CONV | JONES | WEST | 2028-06-27 | 205.8 | 0 | 0 | 205.8 | 205.8 | 205.8 | 0 | 205.8 | 205.8 | 205.8 | 205.8 | 0 | 0 | 205.8 | 205.8 | 205.8 | 0 | 205.8 | 205.8 | 205.8 | 205.8
HANSON SOLAR | 23INR0086 |  | PV | SOLAR-W | PLAN | CONV | COLEMAN | WEST | 2027-04-17 | 398.83 | 398.8 | 398.8 | 398.8 | 398.8 | 398.8 | 398.8 | 398.8 | 398.8 | 398.8 | 398.8 | 0 | 398.8 | 398.8 | 398.8 | 398.8 | 398.8 | 398.8 | 398.8 | 398.8 | 398.8
HERMES SOLAR | 23INR0344 |  | PV | SOLAR-O | PLAN | CONV | BELL | NORTH | 2026-06-12 | 100.36 | 100.4 | 100.4 | 100.4 | 100.4 | 100.4 | 100.4 | 100.4 | 100.4 | 100.4 | 100.4 | 100.4 | 100.4 | 100.4 | 100.4 | 100.4 | 100.4 | 100.4 | 100.4 | 100.4 | 100.4
HIGH NOON SOLAR | 24INR0124 |  | PV | SOLAR-O | PLAN | CONV | HILL | NORTH | 2028-05-09 | 182 | 0 | 182 | 182 | 182 | 182 | 0 | 182 | 182 | 182 | 182 | 0 | 0 | 182 | 182 | 182 | 0 | 182 | 182 | 182 | 182
HOLLOW BRANCH CREEK SOLAR | 24INR0422 |  | PV | SOLAR-O | PLAN | CONV | LEON | NORTH | 2028-06-30 | 460 | 0 | 0 | 460 | 460 | 460 | 0 | 460 | 460 | 460 | 460 | 0 | 0 | 460 | 460 | 460 | 0 | 460 | 460 | 460 | 460
HONEYCOMB SOLAR | 22INR0559 |  | PV | SOLAR-O | PLAN | CONV | BEE | SOUTH | 2026-09-23 | 61.4 | 61.4 | 61.4 | 61.4 | 61.4 | 61.4 | 61.4 | 61.4 | 61.4 | 61.4 | 61.4 | 61.4 | 61.4 | 61.4 | 61.4 | 61.4 | 61.4 | 61.4 | 61.4 | 61.4 | 61.4
HORNET SOLAR II SLF | 25INR0282 |  | PV | SOLAR-W | PLAN-SLF | CONV-SLF | SWISHER | PANHANDLE | 2028-07-31 | 201.36 | 0 | 0 | 201.4 | 201.4 | 201.4 | 0 | 201.4 | 201.4 | 201.4 | 201.4 | 0 | 0 | 201.4 | 201.4 | 201.4 | 0 | 201.4 | 201.4 | 201.4 | 201.4
HOYTE SOLAR | 23INR0235 |  | PV | SOLAR-O | PLAN | CONV | MILAM | SOUTH | 2027-04-15 | 206.75 | 206.8 | 206.8 | 206.8 | 206.8 | 206.8 | 206.8 | 206.8 | 206.8 | 206.8 | 206.8 | 0 | 206.8 | 206.8 | 206.8 | 206.8 | 206.8 | 206.8 | 206.8 | 206.8 | 206.8
INDIGO SOLAR | 21INR0031 |  | PV | SOLAR-W | PLAN | CONV | FISHER | WEST | 2027-09-17 | 150 | 0 | 150 | 150 | 150 | 150 | 150 | 150 | 150 | 150 | 150 | 0 | 150 | 150 | 150 | 150 | 150 | 150 | 150 | 150 | 150
INERTIA SOLAR | 22INR0374 |  | PV | SOLAR-W | PLAN | CONV | HASKELL | WEST | 2029-03-31 | 202.4 | 0 | 0 | 202.4 | 202.4 | 202.4 | 0 | 0 | 202.4 | 202.4 | 202.4 | 0 | 0 | 0 | 202.4 | 202.4 | 0 | 0 | 202.4 | 202.4 | 202.4
ISAAC SOLAR | 25INR0232 |  | PV | SOLAR-O | PLAN | CONV | MATAGORDA | COASTAL | 2026-12-31 | 50.73 | 50.7 | 50.7 | 50.7 | 50.7 | 50.7 | 50.7 | 50.7 | 50.7 | 50.7 | 50.7 | 50.7 | 50.7 | 50.7 | 50.7 | 50.7 | 50.7 | 50.7 | 50.7 | 50.7 | 50.7
JAGUAR SOLAR | 24INR0038 |  | PV | SOLAR-O | PLAN | CONV | MCLENNAN | NORTH | 2027-12-11 | 300.87 | 0 | 300.9 | 300.9 | 300.9 | 300.9 | 0 | 300.9 | 300.9 | 300.9 | 300.9 | 0 | 300.9 | 300.9 | 300.9 | 300.9 | 0 | 300.9 | 300.9 | 300.9 | 300.9
JUNO 3 SOLAR | 26INR0621 |  | PV | SOLAR-W | PLAN | CONV | BORDEN | WEST | 2027-11-30 | 500 | 0 | 500 | 500 | 500 | 500 | 500 | 500 | 500 | 500 | 500 | 0 | 500 | 500 | 500 | 500 | 0 | 500 | 500 | 500 | 500
KEYS HOLLOW SOLAR PHASE II SLF | 24INR0065 |  | PV | SOLAR-O | PLAN-SLF | CONV-SLF | GOLIAD | SOUTH | 2028-03-10 | 200.8 | 0 | 200.8 | 200.8 | 200.8 | 200.8 | 0 | 200.8 | 200.8 | 200.8 | 200.8 | 0 | 0 | 200.8 | 200.8 | 200.8 | 0 | 200.8 | 200.8 | 200.8 | 200.8
KEYS HOLLOW SOLAR SLF | 24INR0067 |  | PV | SOLAR-O | PLAN-SLF | CONV-SLF | GOLIAD | SOUTH | 2028-03-10 | 200.8 | 0 | 200.8 | 200.8 | 200.8 | 200.8 | 0 | 200.8 | 200.8 | 200.8 | 200.8 | 0 | 0 | 200.8 | 200.8 | 200.8 | 0 | 200.8 | 200.8 | 200.8 | 200.8
LAMKIN SOLAR | 22INR0220 |  | PV | SOLAR-O | PLAN | CONV | COMANCHE | NORTH | 2027-08-08 | 101.5 | 0 | 101.5 | 101.5 | 101.5 | 101.5 | 101.5 | 101.5 | 101.5 | 101.5 | 101.5 | 0 | 101.5 | 101.5 | 101.5 | 101.5 | 101.5 | 101.5 | 101.5 | 101.5 | 101.5
LEIGHTON SOLAR SLF | 24INR0298 |  | PV | SOLAR-O | PLAN-SLF | CONV-SLF | LIMESTONE | NORTH | 2027-09-01 | 183 | 0 | 183 | 183 | 183 | 183 | 183 | 183 | 183 | 183 | 183 | 0 | 183 | 183 | 183 | 183 | 183 | 183 | 183 | 183 | 183
LEON SOLAR PARK | 26INR0023 |  | PV | SOLAR-O | PLAN | CONV | LEON | NORTH | 2026-07-01 | 210.11 | 210.1 | 210.1 | 210.1 | 210.1 | 210.1 | 210.1 | 210.1 | 210.1 | 210.1 | 210.1 | 210.1 | 210.1 | 210.1 | 210.1 | 210.1 | 210.1 | 210.1 | 210.1 | 210.1 | 210.1
LUCKY 7 SOLAR | 26INR0409 |  | PV | SOLAR-O | PLAN | CONV | HOPKINS | NORTH | 2027-09-20 | 101.35 | 0 | 101.3 | 101.3 | 101.3 | 101.3 | 101.3 | 101.3 | 101.3 | 101.3 | 101.3 | 0 | 101.3 | 101.3 | 101.3 | 101.3 | 101.3 | 101.3 | 101.3 | 101.3 | 101.3
LUPINUS SOLAR 1 | 24INR0150 |  | PV | SOLAR-O | PLAN | CONV | FRANKLIN | NORTH | 2027-09-13 | 162.31 | 0 | 162.3 | 162.3 | 162.3 | 162.3 | 162.3 | 162.3 | 162.3 | 162.3 | 162.3 | 0 | 162.3 | 162.3 | 162.3 | 162.3 | 162.3 | 162.3 | 162.3 | 162.3 | 162.3
LYRA SOLAR | 27INR0434 |  | PV | SOLAR-W | PLAN | CONV | BORDEN | WEST | 2027-09-15 | 500 | 0 | 500 | 500 | 500 | 500 | 500 | 500 | 500 | 500 | 500 | 0 | 500 | 500 | 500 | 500 | 500 | 500 | 500 | 500 | 500
MAGNET SOLAR | 28INR0297 |  | PV | SOLAR-W | PLAN | CONV | BORDEN | WEST | 2028-10-06 | 503.09 | 0 | 0 | 503.1 | 503.1 | 503.1 | 0 | 503.1 | 503.1 | 503.1 | 503.1 | 0 | 0 | 503.1 | 503.1 | 503.1 | 0 | 0 | 503.1 | 503.1 | 503.1
MALDIVES SOLAR | 25INR0400 |  | PV | SOLAR-W | PLAN | CONV | SCURRY | WEST | 2028-03-20 | 184 | 0 | 184 | 184 | 184 | 184 | 0 | 184 | 184 | 184 | 184 | 0 | 0 | 184 | 184 | 184 | 0 | 184 | 184 | 184 | 184
MALEZA SOLAR | 21INR0220 |  | PV | SOLAR-O | PLAN | CONV | WHARTON | SOUTH | 2028-12-31 | 254.94 | 0 | 0 | 254.9 | 254.9 | 254.9 | 0 | 0 | 254.9 | 254.9 | 254.9 | 0 | 0 | 254.9 | 254.9 | 254.9 | 0 | 0 | 254.9 | 254.9 | 254.9
MATAGORDA SOLAR | 22INR0342 |  | PV | SOLAR-O | PLAN | CONV | MATAGORDA | COASTAL | 2027-08-25 | 101 | 0 | 101 | 101 | 101 | 101 | 101 | 101 | 101 | 101 | 101 | 0 | 101 | 101 | 101 | 101 | 101 | 101 | 101 | 101 | 101
MERCURY SOLAR III | 24INR0407 |  | PV | SOLAR-O | PLAN | CONV | HILL | NORTH | 2029-04-01 | 203.5 | 0 | 0 | 203.5 | 203.5 | 203.5 | 0 | 0 | 203.5 | 203.5 | 203.5 | 0 | 0 | 0 | 203.5 | 203.5 | 0 | 0 | 203.5 | 203.5 | 203.5
MILLERS BRANCH SOLAR III | 26INR0521 |  | PV | SOLAR-W | PLAN | CONV | HASKELL | WEST | 2026-10-01 | 133 | 133 | 133 | 133 | 133 | 133 | 133 | 133 | 133 | 133 | 133 | 133 | 133 | 133 | 133 | 133 | 133 | 133 | 133 | 133 | 133
MIRANDA SOLAR PROJECT | 24INR0161 |  | PV | SOLAR-O | PLAN | CONV | MCMULLEN | SOUTH | 2027-12-06 | 261.42 | 0 | 261.4 | 261.4 | 261.4 | 261.4 | 0 | 261.4 | 261.4 | 261.4 | 261.4 | 0 | 261.4 | 261.4 | 261.4 | 261.4 | 0 | 261.4 | 261.4 | 261.4 | 261.4
MOCCASIN SOLAR | 26INR0269 |  | PV | SOLAR-W | PLAN | CONV | STONEWALL | WEST | 2027-07-06 | 603.59 | 0 | 603.6 | 603.6 | 603.6 | 603.6 | 603.6 | 603.6 | 603.6 | 603.6 | 603.6 | 0 | 603.6 | 603.6 | 603.6 | 603.6 | 603.6 | 603.6 | 603.6 | 603.6 | 603.6
MUSGRAVITE SOLAR | 27INR0198 |  | PV | SOLAR-O | PLAN | CONV | HENDERSON | NORTH | 2027-11-01 | 100.6 | 0 | 100.6 | 100.6 | 100.6 | 100.6 | 100.6 | 100.6 | 100.6 | 100.6 | 100.6 | 0 | 100.6 | 100.6 | 100.6 | 100.6 | 0 | 100.6 | 100.6 | 100.6 | 100.6
NAZARETH SOLAR | 16INR0049 |  | PV | SOLAR-W | PLAN | CONV | CASTRO | PANHANDLE | 2027-08-31 | 203 | 0 | 203 | 203 | 203 | 203 | 203 | 203 | 203 | 203 | 203 | 0 | 203 | 203 | 203 | 203 | 203 | 203 | 203 | 203 | 203
NEW HICKORY SOLAR | 20INR0236 |  | PV | SOLAR-O | PLAN | CONV | JACKSON | SOUTH | 2026-07-15 | 209.15 | 209.1 | 209.1 | 209.1 | 209.1 | 209.1 | 209.1 | 209.1 | 209.1 | 209.1 | 209.1 | 209.1 | 209.1 | 209.1 | 209.1 | 209.1 | 209.1 | 209.1 | 209.1 | 209.1 | 209.1
NIGHTFALL SOLAR SLF | 21INR0334 |  | PV | SOLAR-O | PLAN-SLF | CONV-SLF | UVALDE | SOUTH | 2026-11-30 | 180.87 | 180.9 | 180.9 | 180.9 | 180.9 | 180.9 | 180.9 | 180.9 | 180.9 | 180.9 | 180.9 | 180.9 | 180.9 | 180.9 | 180.9 | 180.9 | 180.9 | 180.9 | 180.9 | 180.9 | 180.9
NOCKENUT SPRINGS SOLAR 1 | 23INR0088 |  | PV | SOLAR-O | PLAN | CONV | GUADALUPE | SOUTH | 2029-06-05 | 203.17 | 0 | 0 | 0 | 203.2 | 203.2 | 0 | 0 | 203.2 | 203.2 | 203.2 | 0 | 0 | 0 | 203.2 | 203.2 | 0 | 0 | 203.2 | 203.2 | 203.2
NOCKENUT SPRINGS SOLAR 2 | 24INR0007 |  | PV | SOLAR-O | PLAN | CONV | GUADALUPE | SOUTH | 2029-06-05 | 203.26 | 0 | 0 | 0 | 203.3 | 203.3 | 0 | 0 | 203.3 | 203.3 | 203.3 | 0 | 0 | 0 | 203.3 | 203.3 | 0 | 0 | 203.3 | 203.3 | 203.3
NORIA SOLAR DCC | 23INR0061 |  | PV | SOLAR-O | PLAN | CONV | NUECES | COASTAL | 2027-10-01 | 145 | 0 | 145 | 145 | 145 | 145 | 145 | 145 | 145 | 145 | 145 | 0 | 145 | 145 | 145 | 145 | 145 | 145 | 145 | 145 | 145
NORTHINGTON SOLAR | 25INR0319 |  | PV | SOLAR-O | PLAN | CONV | WHARTON | SOUTH | 2027-07-15 | 129.81 | 0 | 129.8 | 129.8 | 129.8 | 129.8 | 129.8 | 129.8 | 129.8 | 129.8 | 129.8 | 0 | 129.8 | 129.8 | 129.8 | 129.8 | 129.8 | 129.8 | 129.8 | 129.8 | 129.8
OCI COBB CREEK SOLAR | 25INR0229 |  | PV | SOLAR-O | PLAN | CONV | HILL | NORTH | 2027-12-31 | 203.1 | 0 | 203.1 | 203.1 | 203.1 | 203.1 | 0 | 203.1 | 203.1 | 203.1 | 203.1 | 0 | 203.1 | 203.1 | 203.1 | 203.1 | 0 | 203.1 | 203.1 | 203.1 | 203.1
OCI SUNROPER | 24INR0167 |  | PV | SOLAR-O | PLAN | CONV | WHARTON | SOUTH | 2027-10-01 | 265.1 | 0 | 265.1 | 265.1 | 265.1 | 265.1 | 265.1 | 265.1 | 265.1 | 265.1 | 265.1 | 0 | 265.1 | 265.1 | 265.1 | 265.1 | 265.1 | 265.1 | 265.1 | 265.1 | 265.1
OPERATION SUNSHINE | 26INR0255 |  | PV | SOLAR-W | PLAN | CONV | CONCHO | WEST | 2028-03-12 | 603.2 | 0 | 603.2 | 603.2 | 603.2 | 603.2 | 0 | 603.2 | 603.2 | 603.2 | 603.2 | 0 | 0 | 603.2 | 603.2 | 603.2 | 0 | 603.2 | 603.2 | 603.2 | 603.2
PADRINO SOLAR | 25INR0166 |  | PV | SOLAR-O | PLAN | CONV | HILL | NORTH | 2026-07-30 | 201.4 | 201.4 | 201.4 | 201.4 | 201.4 | 201.4 | 201.4 | 201.4 | 201.4 | 201.4 | 201.4 | 201.4 | 201.4 | 201.4 | 201.4 | 201.4 | 201.4 | 201.4 | 201.4 | 201.4 | 201.4
PECAN PRAIRIE NORTH | 21INR0428 |  | PV | SOLAR-O | PLAN | CONV | LEON | NORTH | 2027-05-01 | 324.11 | 324.1 | 324.1 | 324.1 | 324.1 | 324.1 | 324.1 | 324.1 | 324.1 | 324.1 | 324.1 | 0 | 324.1 | 324.1 | 324.1 | 324.1 | 324.1 | 324.1 | 324.1 | 324.1 | 324.1
PEPPER SOLAR FARM | 26INR0380 |  | PV | SOLAR-O | PLAN | CONV | MCLENNAN | NORTH | 2027-09-20 | 120.72 | 0 | 120.7 | 120.7 | 120.7 | 120.7 | 120.7 | 120.7 | 120.7 | 120.7 | 120.7 | 0 | 120.7 | 120.7 | 120.7 | 120.7 | 120.7 | 120.7 | 120.7 | 120.7 | 120.7
PIEDRA SOLAR | 25INR0168 |  | PV | SOLAR-O | PLAN | CONV | FREESTONE | NORTH | 2026-12-22 | 281.7 | 281.7 | 281.7 | 281.7 | 281.7 | 281.7 | 281.7 | 281.7 | 281.7 | 281.7 | 281.7 | 281.7 | 281.7 | 281.7 | 281.7 | 281.7 | 281.7 | 281.7 | 281.7 | 281.7 | 281.7
QUANTUM SOLAR | 21INR0207 |  | PV | SOLAR-W | PLAN | CONV | HASKELL | WEST | 2026-06-01 | 321.66 | 321.7 | 321.7 | 321.7 | 321.7 | 321.7 | 321.7 | 321.7 | 321.7 | 321.7 | 321.7 | 321.7 | 321.7 | 321.7 | 321.7 | 321.7 | 321.7 | 321.7 | 321.7 | 321.7 | 321.7
RENEGADE PROJECT | 20INR0255 |  | PV | SOLAR-W | PLAN | CONV | DEAF SMITH | PANHANDLE | 2027-04-17 | 515.66 | 515.7 | 515.7 | 515.7 | 515.7 | 515.7 | 515.7 | 515.7 | 515.7 | 515.7 | 515.7 | 0 | 515.7 | 515.7 | 515.7 | 515.7 | 515.7 | 515.7 | 515.7 | 515.7 | 515.7
ROCINANTE SOLAR | 23INR0231 |  | PV | SOLAR-O | PLAN | CONV | GONZALES | SOUTH | 2027-03-16 | 95.29 | 95.3 | 95.3 | 95.3 | 95.3 | 95.3 | 95.3 | 95.3 | 95.3 | 95.3 | 95.3 | 0 | 95.3 | 95.3 | 95.3 | 95.3 | 95.3 | 95.3 | 95.3 | 95.3 | 95.3
RODEO SOLAR | 19INR0103 |  | PV | SOLAR-FW | PLAN | CONV | ANDREWS | WEST | 2026-11-30 | 200 | 200 | 200 | 200 | 200 | 200 | 200 | 200 | 200 | 200 | 200 | 200 | 200 | 200 | 200 | 200 | 200 | 200 | 200 | 200 | 200
ROWDY CREEK SOLAR | 24INR0186 |  | PV | SOLAR-O | PLAN | CONV | LAMAR | NORTH | 2027-12-29 | 351.78 | 0 | 351.8 | 351.8 | 351.8 | 351.8 | 0 | 351.8 | 351.8 | 351.8 | 351.8 | 0 | 351.8 | 351.8 | 351.8 | 351.8 | 0 | 351.8 | 351.8 | 351.8 | 351.8
SANPAT SOLAR | 25INR0052 |  | PV | SOLAR-O | PLAN | CONV | SAN PATRICIO | COASTAL | 2027-07-22 | 256.23 | 0 | 256.2 | 256.2 | 256.2 | 256.2 | 256.2 | 256.2 | 256.2 | 256.2 | 256.2 | 0 | 256.2 | 256.2 | 256.2 | 256.2 | 256.2 | 256.2 | 256.2 | 256.2 | 256.2
SANPAT SOLAR II | 25INR0081 |  | PV | SOLAR-O | PLAN | CONV | SAN PATRICIO | COASTAL | 2027-07-08 | 308.88 | 0 | 308.9 | 308.9 | 308.9 | 308.9 | 308.9 | 308.9 | 308.9 | 308.9 | 308.9 | 0 | 308.9 | 308.9 | 308.9 | 308.9 | 308.9 | 308.9 | 308.9 | 308.9 | 308.9
SELENITE SPRINGS SOLAR | 29INR0147 |  | PV | SOLAR-FW | PLAN | CONV | PECOS | WEST | 2028-08-30 | 253 | 0 | 0 | 253 | 253 | 253 | 0 | 253 | 253 | 253 | 253 | 0 | 0 | 253 | 253 | 253 | 0 | 253 | 253 | 253 | 253
SEQUOIA II SOLAR | 22INR0262 |  | PV | SOLAR-W | PLAN | CONV | CALLAHAN | WEST | 2026-11-21 | 417.47 | 417.5 | 417.5 | 417.5 | 417.5 | 417.5 | 417.5 | 417.5 | 417.5 | 417.5 | 417.5 | 417.5 | 417.5 | 417.5 | 417.5 | 417.5 | 417.5 | 417.5 | 417.5 | 417.5 | 417.5
SEVEN SPRINGS SOLAR | 26INR0147 |  | PV | SOLAR-O | PLAN | CONV | LAMPASAS | NORTH | 2028-05-26 | 145 | 0 | 145 | 145 | 145 | 145 | 0 | 145 | 145 | 145 | 145 | 0 | 0 | 145 | 145 | 145 | 0 | 145 | 145 | 145 | 145
SHAULA I SOLAR | 22INR0251 |  | PV | SOLAR-O | PLAN | CONV | DEWITT | SOUTH | 2026-03-31 | 205.2 | 205.2 | 205.2 | 205.2 | 205.2 | 205.2 | 205.2 | 205.2 | 205.2 | 205.2 | 205.2 | 205.2 | 205.2 | 205.2 | 205.2 | 205.2 | 205.2 | 205.2 | 205.2 | 205.2 | 205.2
SHAULA II SOLAR | 22INR0267 |  | PV | SOLAR-O | PLAN | CONV | DEWITT | SOUTH | 2026-05-30 | 205.2 | 205.2 | 205.2 | 205.2 | 205.2 | 205.2 | 205.2 | 205.2 | 205.2 | 205.2 | 205.2 | 205.2 | 205.2 | 205.2 | 205.2 | 205.2 | 205.2 | 205.2 | 205.2 | 205.2 | 205.2
SHAW SOLAR | 23INR0078 |  | PV | SOLAR-O | PLAN | CONV | BANDERA | SOUTH | 2026-04-29 | 124.65 | 124.7 | 124.7 | 124.7 | 124.7 | 124.7 | 124.7 | 124.7 | 124.7 | 124.7 | 124.7 | 124.7 | 124.7 | 124.7 | 124.7 | 124.7 | 124.7 | 124.7 | 124.7 | 124.7 | 124.7
SHORT CREEK SOLAR | 24INR0201 |  | PV | SOLAR-W | PLAN | CONV | WICHITA | WEST | 2027-12-17 | 628.33 | 0 | 628.3 | 628.3 | 628.3 | 628.3 | 0 | 628.3 | 628.3 | 628.3 | 628.3 | 0 | 628.3 | 628.3 | 628.3 | 628.3 | 0 | 628.3 | 628.3 | 628.3 | 628.3
SISTERS SOLAR | 21INR0265 |  | PV | SOLAR-FW | PLAN | CONV | ECTOR | WEST | 2028-02-21 | 301.6 | 0 | 301.6 | 301.6 | 301.6 | 301.6 | 0 | 301.6 | 301.6 | 301.6 | 301.6 | 0 | 301.6 | 301.6 | 301.6 | 301.6 | 0 | 301.6 | 301.6 | 301.6 | 301.6
SOL MARINA ENERGY CENTER | 26INR0241 |  | PV | SOLAR-O | PLAN | CONV | ELLIS | NORTH | 2027-10-29 | 175.3 | 0 | 175.3 | 175.3 | 175.3 | 175.3 | 175.3 | 175.3 | 175.3 | 175.3 | 175.3 | 0 | 175.3 | 175.3 | 175.3 | 175.3 | 0 | 175.3 | 175.3 | 175.3 | 175.3
SOLEIL SOLAR | 25INR0097 |  | PV | SOLAR-W | PLAN | CONV | CLAY | WEST | 2028-12-28 | 451.69 | 0 | 0 | 451.7 | 451.7 | 451.7 | 0 | 0 | 451.7 | 451.7 | 451.7 | 0 | 0 | 451.7 | 451.7 | 451.7 | 0 | 0 | 451.7 | 451.7 | 451.7
SPACE CITY SOLAR | 21INR0341 |  | PV | SOLAR-O | PLAN | CONV | WHARTON | SOUTH | 2027-06-01 | 366 | 366 | 366 | 366 | 366 | 366 | 366 | 366 | 366 | 366 | 366 | 0 | 366 | 366 | 366 | 366 | 366 | 366 | 366 | 366 | 366
SPINDLETOP SOLAR | 27INR0313 |  | PV | SOLAR-O | PLAN | CONV | NACOGDOCHES | NORTH | 2027-12-29 | 286.04 | 0 | 286 | 286 | 286 | 286 | 0 | 286 | 286 | 286 | 286 | 0 | 286 | 286 | 286 | 286 | 0 | 286 | 286 | 286 | 286
SPRINGFIELD SOLAR | 30INR0058 |  | PV | SOLAR-FW | PLAN | CONV | PECOS | WEST | 2028-08-30 | 400 | 0 | 0 | 400 | 400 | 400 | 0 | 400 | 400 | 400 | 400 | 0 | 0 | 400 | 400 | 400 | 0 | 400 | 400 | 400 | 400
SUGAREE SOLAR | 27INR0389 |  | PV | SOLAR-O | PLAN | CONV | MAVERICK | SOUTH | 2028-09-21 | 251.4 | 0 | 0 | 251.4 | 251.4 | 251.4 | 0 | 251.4 | 251.4 | 251.4 | 251.4 | 0 | 0 | 251.4 | 251.4 | 251.4 | 0 | 251.4 | 251.4 | 251.4 | 251.4
SUN CACTUS SOLAR | 25INR0109 |  | PV | SOLAR-O | PLAN | CONV | DUVAL | SOUTH | 2027-10-15 | 120.63 | 0 | 120.6 | 120.6 | 120.6 | 120.6 | 120.6 | 120.6 | 120.6 | 120.6 | 120.6 | 0 | 120.6 | 120.6 | 120.6 | 120.6 | 0 | 120.6 | 120.6 | 120.6 | 120.6
SUNSCAPE RENEWABLE ENERGY SOLAR SLF | 27INR0047 |  | PV | SOLAR-O | PLAN-SLF | CONV-SLF | NUECES | COASTAL | 2028-06-30 | 522.75 | 0 | 0 | 522.8 | 522.8 | 522.8 | 0 | 522.8 | 522.8 | 522.8 | 522.8 | 0 | 0 | 522.8 | 522.8 | 522.8 | 0 | 522.8 | 522.8 | 522.8 | 522.8
TEHUACANA CREEK SOLAR SLF | 24INR0188 |  | PV | SOLAR-O | PLAN-SLF | CONV-SLF | NAVARRO | NORTH | 2027-03-10 | 505.43 | 505.4 | 505.4 | 505.4 | 505.4 | 505.4 | 505.4 | 505.4 | 505.4 | 505.4 | 505.4 | 0 | 505.4 | 505.4 | 505.4 | 505.4 | 505.4 | 505.4 | 505.4 | 505.4 | 505.4
THREE CANES SOLAR SLF | 26INR0543 |  | PV | SOLAR-O | PLAN-SLF | CONV-SLF | NAVARRO | NORTH | 2027-07-31 | 334.73 | 0 | 334.7 | 334.7 | 334.7 | 334.7 | 334.7 | 334.7 | 334.7 | 334.7 | 334.7 | 0 | 334.7 | 334.7 | 334.7 | 334.7 | 334.7 | 334.7 | 334.7 | 334.7 | 334.7
TIGER SOLAR | 23INR0244 |  | PV | SOLAR-W | PLAN | CONV | JONES | WEST | 2027-06-30 | 250.9 | 0 | 250.9 | 250.9 | 250.9 | 250.9 | 250.9 | 250.9 | 250.9 | 250.9 | 250.9 | 0 | 250.9 | 250.9 | 250.9 | 250.9 | 250.9 | 250.9 | 250.9 | 250.9 | 250.9
TOKIO SOLAR | 23INR0349 |  | PV | SOLAR-O | PLAN | CONV | MCLENNAN | NORTH | 2027-08-25 | 170.45 | 0 | 170.4 | 170.4 | 170.4 | 170.4 | 170.4 | 170.4 | 170.4 | 170.4 | 170.4 | 0 | 170.4 | 170.4 | 170.4 | 170.4 | 170.4 | 170.4 | 170.4 | 170.4 | 170.4
TORMES SOLAR | 22INR0437 |  | PV | SOLAR-O | PLAN | CONV | NAVARRO | NORTH | 2027-03-31 | 356.6 | 356.6 | 356.6 | 356.6 | 356.6 | 356.6 | 356.6 | 356.6 | 356.6 | 356.6 | 356.6 | 0 | 356.6 | 356.6 | 356.6 | 356.6 | 356.6 | 356.6 | 356.6 | 356.6 | 356.6
ULYSSES SOLAR | 21INR0253 |  | PV | SOLAR-W | PLAN | CONV | COKE | WEST | 2027-03-02 | 151.2 | 151.2 | 151.2 | 151.2 | 151.2 | 151.2 | 151.2 | 151.2 | 151.2 | 151.2 | 151.2 | 0 | 151.2 | 151.2 | 151.2 | 151.2 | 151.2 | 151.2 | 151.2 | 151.2 | 151.2
UVA CREEK SOLAR | 26INR0359 |  | PV | SOLAR-W | PLAN | CONV | BORDEN | WEST | 2028-08-25 | 302.16 | 0 | 0 | 302.2 | 302.2 | 302.2 | 0 | 302.2 | 302.2 | 302.2 | 302.2 | 0 | 0 | 302.2 | 302.2 | 302.2 | 0 | 302.2 | 302.2 | 302.2 | 302.2
YAUPON SOLAR SLF | 24INR0042 |  | PV | SOLAR-O | PLAN-SLF | CONV-SLF | MILAM | SOUTH | 2026-11-18 | 200.78 | 200.8 | 200.8 | 200.8 | 200.8 | 200.8 | 200.8 | 200.8 | 200.8 | 200.8 | 200.8 | 200.8 | 200.8 | 200.8 | 200.8 | 200.8 | 200.8 | 200.8 | 200.8 | 200.8 | 200.8
ZEISSEL SOLAR | 24INR0258 |  | PV | SOLAR-W | PLAN | CONV | KNOX | WEST | 2028-06-30 | 451.52 | 0 | 0 | 451.5 | 451.5 | 451.5 | 0 | 451.5 | 451.5 | 451.5 | 451.5 | 0 | 0 | 451.5 | 451.5 | 451.5 | 0 | 451.5 | 451.5 | 451.5 | 451.5
ADELITE STORAGE | 23INR0502 |  | BA | STORAGE | PLAN | CONV | MILAM | SOUTH | 2027-06-28 | 231.88 | 0 | 231.9 | 231.9 | 231.9 | 231.9 | 231.9 | 231.9 | 231.9 | 231.9 | 231.9 | 0 | 231.9 | 231.9 | 231.9 | 231.9 | 231.9 | 231.9 | 231.9 | 231.9 | 231.9
ALDRIN 138 BESS | 25INR0421 |  | BA | STORAGE | PLAN | CONV | BRAZORIA | COASTAL | 2027-07-01 | 207 | 0 | 207 | 207 | 207 | 207 | 207 | 207 | 207 | 207 | 207 | 0 | 207 | 207 | 207 | 207 | 207 | 207 | 207 | 207 | 207
ALDRIN 345 BESS | 25INR0425 |  | BA | STORAGE | PLAN | CONV | BRAZORIA | COASTAL | 2027-12-01 | 362 | 0 | 362 | 362 | 362 | 362 | 362 | 362 | 362 | 362 | 362 | 0 | 362 | 362 | 362 | 362 | 0 | 362 | 362 | 362 | 362
ALTHEA STORAGE | 27INR0465 |  | BA | STORAGE | PLAN | CONV | MAVERICK | SOUTH | 2028-09-21 | 251.3 | 0 | 0 | 251.3 | 251.3 | 251.3 | 0 | 251.3 | 251.3 | 251.3 | 251.3 | 0 | 0 | 251.3 | 251.3 | 251.3 | 0 | 251.3 | 251.3 | 251.3 | 251.3
AMADOR STORAGE | 24INR0472 |  | BA | STORAGE | PLAN | CONV | VAN ZANDT | NORTH | 2026-05-13 | 102.41 | 102.4 | 102.4 | 102.4 | 102.4 | 102.4 | 102.4 | 102.4 | 102.4 | 102.4 | 102.4 | 102.4 | 102.4 | 102.4 | 102.4 | 102.4 | 102.4 | 102.4 | 102.4 | 102.4 | 102.4
ANATOLE RENEWABLE ENERGY STORAGE | 24INR0355 |  | BA | STORAGE | PLAN | CONV | HENDERSON | NORTH | 2027-03-31 | 207.82 | 207.8 | 207.8 | 207.8 | 207.8 | 207.8 | 207.8 | 207.8 | 207.8 | 207.8 | 207.8 | 0 | 207.8 | 207.8 | 207.8 | 207.8 | 207.8 | 207.8 | 207.8 | 207.8 | 207.8
ANILA BESS | 26INR0077 |  | BA | STORAGE | PLAN | CONV | WILSON | SOUTH | 2028-06-30 | 209 | 0 | 0 | 209 | 209 | 209 | 0 | 209 | 209 | 209 | 209 | 0 | 0 | 209 | 209 | 209 | 0 | 209 | 209 | 209 | 209
ANSON BAT | 22INR0457 |  | BA | STORAGE | PLAN | CONV | JONES | WEST | 2027-12-01 | 153.55 | 0 | 153.6 | 153.6 | 153.6 | 153.6 | 153.6 | 153.6 | 153.6 | 153.6 | 153.6 | 0 | 153.6 | 153.6 | 153.6 | 153.6 | 0 | 153.6 | 153.6 | 153.6 | 153.6
APACHE HILL BESS | 25INR0231 |  | BA | STORAGE | PLAN | CONV | HOOD | NORTH | 2026-11-01 | 201.15 | 201.1 | 201.1 | 201.1 | 201.1 | 201.1 | 201.1 | 201.1 | 201.1 | 201.1 | 201.1 | 201.1 | 201.1 | 201.1 | 201.1 | 201.1 | 201.1 | 201.1 | 201.1 | 201.1 | 201.1
APPLE BESS | 26INR0574 |  | BA | STORAGE | PLAN | CONV-DGR | ECTOR | WEST | 2026-10-05 | 9.9 | 9.9 | 9.9 | 9.9 | 9.9 | 9.9 | 9.9 | 9.9 | 9.9 | 9.9 | 9.9 | 9.9 | 9.9 | 9.9 | 9.9 | 9.9 | 9.9 | 9.9 | 9.9 | 9.9 | 9.9
ARGENTA STORAGE | 25INR0061 |  | BA | STORAGE | PLAN | CONV | BEE | SOUTH | 2028-06-30 | 192 | 0 | 0 | 192 | 192 | 192 | 0 | 192 | 192 | 192 | 192 | 0 | 0 | 192 | 192 | 192 | 0 | 192 | 192 | 192 | 192
ARIJI BESS | 25INR0143 |  | BA | STORAGE | PLAN | CONV | HOWARD | WEST | 2027-06-28 | 100.32 | 0 | 100.3 | 100.3 | 100.3 | 100.3 | 100.3 | 100.3 | 100.3 | 100.3 | 100.3 | 0 | 100.3 | 100.3 | 100.3 | 100.3 | 100.3 | 100.3 | 100.3 | 100.3 | 100.3
ARROYO STORAGE | 24INR0306 |  | BA | STORAGE | PLAN | CONV | CAMERON | COASTAL | 2026-04-14 | 183.76 | 183.8 | 183.8 | 183.8 | 183.8 | 183.8 | 183.8 | 183.8 | 183.8 | 183.8 | 183.8 | 183.8 | 183.8 | 183.8 | 183.8 | 183.8 | 183.8 | 183.8 | 183.8 | 183.8 | 183.8
BACKBONE CREEK BESS | 24INR0313 |  | BA | STORAGE | PLAN | CONV | BURNET | SOUTH | 2026-08-10 | 124.1 | 124.1 | 124.1 | 124.1 | 124.1 | 124.1 | 124.1 | 124.1 | 124.1 | 124.1 | 124.1 | 124.1 | 124.1 | 124.1 | 124.1 | 124.1 | 124.1 | 124.1 | 124.1 | 124.1 | 124.1
BARTON BRANCH IA | 22INR0504 |  | BA | STORAGE | PLAN | CONV | ROBERTSON | NORTH | 2026-10-01 | 203.62 | 203.6 | 203.6 | 203.6 | 203.6 | 203.6 | 203.6 | 203.6 | 203.6 | 203.6 | 203.6 | 203.6 | 203.6 | 203.6 | 203.6 | 203.6 | 203.6 | 203.6 | 203.6 | 203.6 | 203.6
BEE BRANCH IA | 23INR0421 |  | BA | STORAGE | PLAN | CONV | ROBERTSON | NORTH | 2027-06-01 | 200.53 | 200.5 | 200.5 | 200.5 | 200.5 | 200.5 | 200.5 | 200.5 | 200.5 | 200.5 | 200.5 | 0 | 200.5 | 200.5 | 200.5 | 200.5 | 200.5 | 200.5 | 200.5 | 200.5 | 200.5
BEXAR MARTINEZ BESS | 26INR0702 |  | BA | STORAGE | PLAN | CONV-DGR | BEXAR | SOUTH | 2026-11-17 | 9.99 | 10 | 10 | 10 | 10 | 10 | 10 | 10 | 10 | 10 | 10 | 10 | 10 | 10 | 10 | 10 | 10 | 10 | 10 | 10 | 10
BIG ELM STORAGE | 23INR0469 |  | BA | STORAGE | PLAN | CONV | BELL | NORTH | 2027-11-10 | 120 | 0 | 120 | 120 | 120 | 120 | 120 | 120 | 120 | 120 | 120 | 0 | 120 | 120 | 120 | 120 | 0 | 120 | 120 | 120 | 120
BIRD DOG BESS | 22INR0467 |  | BA | STORAGE | PLAN | CONV | LIVE OAK | SOUTH | 2026-06-30 | 60.4 | 60.4 | 60.4 | 60.4 | 60.4 | 60.4 | 60.4 | 60.4 | 60.4 | 60.4 | 60.4 | 60.4 | 60.4 | 60.4 | 60.4 | 60.4 | 60.4 | 60.4 | 60.4 | 60.4 | 60.4
BLACK & GOLD ENERGY STORAGE | 24INR0386 |  | BA | STORAGE | PLAN | CONV | MENARD | WEST | 2027-07-30 | 203.83 | 0 | 203.8 | 203.8 | 203.8 | 203.8 | 203.8 | 203.8 | 203.8 | 203.8 | 203.8 | 0 | 203.8 | 203.8 | 203.8 | 203.8 | 203.8 | 203.8 | 203.8 | 203.8 | 203.8
BLANQUILLA BESS | 24INR0528 |  | BA | STORAGE | PLAN | CONV | NUECES | COASTAL | 2027-03-29 | 200.78 | 200.8 | 200.8 | 200.8 | 200.8 | 200.8 | 200.8 | 200.8 | 200.8 | 200.8 | 200.8 | 0 | 200.8 | 200.8 | 200.8 | 200.8 | 200.8 | 200.8 | 200.8 | 200.8 | 200.8
BLUE SKIES BESS | 25INR0046 |  | BA | STORAGE | PLAN | CONV | HILL | NORTH | 2028-04-01 | 306.26 | 0 | 306.3 | 306.3 | 306.3 | 306.3 | 0 | 306.3 | 306.3 | 306.3 | 306.3 | 0 | 0 | 306.3 | 306.3 | 306.3 | 0 | 306.3 | 306.3 | 306.3 | 306.3
BOCANOVA POWER II | 25INR0706 |  | BA | STORAGE | PLAN | CONV | BRAZORIA | COASTAL | 2026-06-30 | 150.46 | 150.5 | 150.5 | 150.5 | 150.5 | 150.5 | 150.5 | 150.5 | 150.5 | 150.5 | 150.5 | 150.5 | 150.5 | 150.5 | 150.5 | 150.5 | 150.5 | 150.5 | 150.5 | 150.5 | 150.5
BORDERTOWN BESS | 23INR0354 |  | BA | STORAGE | PLAN | CONV | STARR | SOUTH | 2027-06-15 | 100 | 0 | 100 | 100 | 100 | 100 | 100 | 100 | 100 | 100 | 100 | 0 | 100 | 100 | 100 | 100 | 100 | 100 | 100 | 100 | 100
BOWSTRING BESS | 22INR0443 |  | BA | STORAGE | PLAN | CONV | SAN PATRICIO | COASTAL | 2028-09-18 | 155 | 0 | 0 | 155 | 155 | 155 | 0 | 155 | 155 | 155 | 155 | 0 | 0 | 155 | 155 | 155 | 0 | 155 | 155 | 155 | 155
BRACERO PECAN STORAGE | 26INR0034 |  | BA | STORAGE | PLAN | CONV | REEVES | WEST | 2027-07-01 | 238.21 | 0 | 238.2 | 238.2 | 238.2 | 238.2 | 238.2 | 238.2 | 238.2 | 238.2 | 238.2 | 0 | 238.2 | 238.2 | 238.2 | 238.2 | 238.2 | 238.2 | 238.2 | 238.2 | 238.2
BRIGGS STORAGE | 24INR0058 |  | BA | STORAGE | PLAN | CONV | HASKELL | WEST | 2028-04-15 | 336 | 0 | 336 | 336 | 336 | 336 | 0 | 336 | 336 | 336 | 336 | 0 | 0 | 336 | 336 | 336 | 0 | 336 | 336 | 336 | 336
BROOKVIEW ROAD BESS | 27INR0243 |  | BA | STORAGE | PLAN | CONV | HARRIS | HOUSTON | 2028-05-02 | 203.2 | 0 | 203.2 | 203.2 | 203.2 | 203.2 | 0 | 203.2 | 203.2 | 203.2 | 203.2 | 0 | 0 | 203.2 | 203.2 | 203.2 | 0 | 203.2 | 203.2 | 203.2 | 203.2
BROTHERTON STORAGE | 25INR0432 |  | BA | STORAGE | PLAN | CONV | ANDERSON | NORTH | 2027-05-01 | 176.13 | 176.1 | 176.1 | 176.1 | 176.1 | 176.1 | 176.1 | 176.1 | 176.1 | 176.1 | 176.1 | 0 | 176.1 | 176.1 | 176.1 | 176.1 | 176.1 | 176.1 | 176.1 | 176.1 | 176.1
BRP DIRAN BESS | 23INR0137 |  | BA | STORAGE | PLAN | CONV | WHARTON | SOUTH | 2028-01-31 | 103 | 0 | 103 | 103 | 103 | 103 | 0 | 103 | 103 | 103 | 103 | 0 | 103 | 103 | 103 | 103 | 0 | 103 | 103 | 103 | 103
BUDA BESS | 25INR0650 |  | BA | STORAGE | PLAN | CONV-DGR | HAYS | SOUTH | 2026-08-10 | 9.9 | 9.9 | 9.9 | 9.9 | 9.9 | 9.9 | 9.9 | 9.9 | 9.9 | 9.9 | 9.9 | 9.9 | 9.9 | 9.9 | 9.9 | 9.9 | 9.9 | 9.9 | 9.9 | 9.9 | 9.9
CALLISTO II ENERGY CENTER | 22INR0558 |  | BA | STORAGE | PLAN | CONV | HARRIS | HOUSTON | 2026-07-20 | 203.2 | 203.2 | 203.2 | 203.2 | 203.2 | 203.2 | 203.2 | 203.2 | 203.2 | 203.2 | 203.2 | 203.2 | 203.2 | 203.2 | 203.2 | 203.2 | 203.2 | 203.2 | 203.2 | 203.2 | 203.2
CANNIBAL DRAW STORAGE | 26INR0453 |  | BA | STORAGE | PLAN | CONV | GLASSCOCK | WEST | 2028-04-10 | 98.6 | 0 | 98.6 | 98.6 | 98.6 | 98.6 | 0 | 98.6 | 98.6 | 98.6 | 98.6 | 0 | 0 | 98.6 | 98.6 | 98.6 | 0 | 98.6 | 98.6 | 98.6 | 98.6
CITY BREEZE BESS | 25INR0271 |  | BA | STORAGE | PLAN | CONV | MATAGORDA | COASTAL | 2027-03-18 | 143.1 | 143.1 | 143.1 | 143.1 | 143.1 | 143.1 | 143.1 | 143.1 | 143.1 | 143.1 | 143.1 | 0 | 143.1 | 143.1 | 143.1 | 143.1 | 143.1 | 143.1 | 143.1 | 143.1 | 143.1
CONEFLOWER STORAGE PROJECT | 23INR0425 |  | BA | STORAGE | PLAN | CONV | CHAMBERS | HOUSTON | 2027-06-11 | 170.85 | 0 | 170.9 | 170.9 | 170.9 | 170.9 | 170.9 | 170.9 | 170.9 | 170.9 | 170.9 | 0 | 170.9 | 170.9 | 170.9 | 170.9 | 170.9 | 170.9 | 170.9 | 170.9 | 170.9
COUNTY ROAD BESS | 26INR0512 |  | BA | STORAGE | PLAN | CONV-DGR | REEVES | WEST | 2026-07-22 | 9.9 | 9.9 | 9.9 | 9.9 | 9.9 | 9.9 | 9.9 | 9.9 | 9.9 | 9.9 | 9.9 | 9.9 | 9.9 | 9.9 | 9.9 | 9.9 | 9.9 | 9.9 | 9.9 | 9.9 | 9.9
CROWDED STAR I BESS | 25INR0473 |  | BA | STORAGE | PLAN | CONV | JONES | WEST | 2027-07-09 | 202.69 | 0 | 202.7 | 202.7 | 202.7 | 202.7 | 202.7 | 202.7 | 202.7 | 202.7 | 202.7 | 0 | 202.7 | 202.7 | 202.7 | 202.7 | 202.7 | 202.7 | 202.7 | 202.7 | 202.7
CUMULUS GRID BESS | 24INR0178 |  | BA | STORAGE | PLAN | CONV | ELLIS | NORTH | 2028-01-01 | 210.74 | 0 | 210.7 | 210.7 | 210.7 | 210.7 | 0 | 210.7 | 210.7 | 210.7 | 210.7 | 0 | 210.7 | 210.7 | 210.7 | 210.7 | 0 | 210.7 | 210.7 | 210.7 | 210.7
DAMON BESS 2 | 23INR0603 |  | BA | STORAGE | PLAN | CONV-DGR | BRAZORIA | COASTAL | 2027-08-21 | 9.99 | 0 | 10 | 10 | 10 | 10 | 10 | 10 | 10 | 10 | 10 | 0 | 10 | 10 | 10 | 10 | 10 | 10 | 10 | 10 | 10
DARKWOOD BESS | 27INR0050 |  | BA | STORAGE | PLAN | CONV | COMANCHE | NORTH | 2028-07-01 | 150.5 | 0 | 0 | 150.5 | 150.5 | 150.5 | 0 | 150.5 | 150.5 | 150.5 | 150.5 | 0 | 0 | 150.5 | 150.5 | 150.5 | 0 | 150.5 | 150.5 | 150.5 | 150.5
DIOS BESS | 25INR0441 |  | BA | STORAGE | PLAN | CONV | JACKSON | SOUTH | 2027-12-31 | 201.08 | 0 | 201.1 | 201.1 | 201.1 | 201.1 | 0 | 201.1 | 201.1 | 201.1 | 201.1 | 0 | 201.1 | 201.1 | 201.1 | 201.1 | 0 | 201.1 | 201.1 | 201.1 | 201.1
DRAKE BESS | 25INR0101 |  | BA | STORAGE | PLAN | CONV | COLLIN | NORTH | 2027-01-29 | 257.3 | 257.3 | 257.3 | 257.3 | 257.3 | 257.3 | 257.3 | 257.3 | 257.3 | 257.3 | 257.3 | 257.3 | 257.3 | 257.3 | 257.3 | 257.3 | 257.3 | 257.3 | 257.3 | 257.3 | 257.3
DUFFY BESS | 26INR0250 |  | BA | STORAGE | PLAN | CONV | MATAGORDA | COASTAL | 2026-12-31 | 241.05 | 241.1 | 241.1 | 241.1 | 241.1 | 241.1 | 241.1 | 241.1 | 241.1 | 241.1 | 241.1 | 241.1 | 241.1 | 241.1 | 241.1 | 241.1 | 241.1 | 241.1 | 241.1 | 241.1 | 241.1
EAGLE CLAW ENERGY CENTER | 27INR0085 |  | BA | STORAGE | PLAN | CONV | GRIMES | NORTH | 2028-03-31 | 200.84 | 0 | 200.8 | 200.8 | 200.8 | 200.8 | 0 | 200.8 | 200.8 | 200.8 | 200.8 | 0 | 0 | 200.8 | 200.8 | 200.8 | 0 | 200.8 | 200.8 | 200.8 | 200.8
EAGLE SPRINGS STORAGE | 24INR0136 |  | BA | STORAGE | PLAN | CONV | DELTA | NORTH | 2026-12-31 | 33.14 | 33.1 | 33.1 | 33.1 | 33.1 | 33.1 | 33.1 | 33.1 | 33.1 | 33.1 | 33.1 | 33.1 | 33.1 | 33.1 | 33.1 | 33.1 | 33.1 | 33.1 | 33.1 | 33.1 | 33.1
ELDORA BESS | 24INR0338 |  | BA | STORAGE | PLAN | CONV | MATAGORDA | COASTAL | 2028-07-02 | 201.31 | 0 | 0 | 201.3 | 201.3 | 201.3 | 0 | 201.3 | 201.3 | 201.3 | 201.3 | 0 | 0 | 201.3 | 201.3 | 201.3 | 0 | 201.3 | 201.3 | 201.3 | 201.3
ELIO BESS | 25INR0103 |  | BA | STORAGE | PLAN | CONV | BRAZORIA | COASTAL | 2027-08-05 | 317.2 | 0 | 317.2 | 317.2 | 317.2 | 317.2 | 317.2 | 317.2 | 317.2 | 317.2 | 317.2 | 0 | 317.2 | 317.2 | 317.2 | 317.2 | 317.2 | 317.2 | 317.2 | 317.2 | 317.2
ELM STREET BESS | 25INR0655 |  | BA | STORAGE | PLAN | CONV-DGR | REEVES | WEST | 2026-07-22 | 9.9 | 9.9 | 9.9 | 9.9 | 9.9 | 9.9 | 9.9 | 9.9 | 9.9 | 9.9 | 9.9 | 9.9 | 9.9 | 9.9 | 9.9 | 9.9 | 9.9 | 9.9 | 9.9 | 9.9 | 9.9
ESCONDIDO BESS | 25INR0593 |  | BA | STORAGE | PLAN | CONV-DGR | MAVERICK | SOUTH | 2026-06-11 | 9.99 | 10 | 10 | 10 | 10 | 10 | 10 | 10 | 10 | 10 | 10 | 10 | 10 | 10 | 10 | 10 | 10 | 10 | 10 | 10 | 10
EVAL STORAGE | 22INR0401 |  | BA | STORAGE | PLAN | CONV | CAMERON | COASTAL | 2028-12-31 | 251.85 | 0 | 0 | 251.9 | 251.9 | 251.9 | 0 | 0 | 251.9 | 251.9 | 251.9 | 0 | 0 | 251.9 | 251.9 | 251.9 | 0 | 0 | 251.9 | 251.9 | 251.9
FAIRWAY STORAGE | 26INR0033 |  | BA | STORAGE | PLAN | CONV | FREESTONE | NORTH | 2027-09-24 | 120.3 | 0 | 120.3 | 120.3 | 120.3 | 120.3 | 120.3 | 120.3 | 120.3 | 120.3 | 120.3 | 0 | 120.3 | 120.3 | 120.3 | 120.3 | 120.3 | 120.3 | 120.3 | 120.3 | 120.3
FALCON ZAPATA STORAGE 138 | 26INR0116 |  | BA | STORAGE | PLAN | CONV | ZAPATA | SOUTH | 2028-03-11 | 200.79 | 0 | 200.8 | 200.8 | 200.8 | 200.8 | 0 | 200.8 | 200.8 | 200.8 | 200.8 | 0 | 0 | 200.8 | 200.8 | 200.8 | 0 | 200.8 | 200.8 | 200.8 | 200.8
FIRST CAPITOL BESS | 26INR0226 |  | BA | STORAGE | PLAN | CONV | BRAZORIA | COASTAL | 2027-05-01 | 257.48 | 257.5 | 257.5 | 257.5 | 257.5 | 257.5 | 257.5 | 257.5 | 257.5 | 257.5 | 257.5 | 0 | 257.5 | 257.5 | 257.5 | 257.5 | 257.5 | 257.5 | 257.5 | 257.5 | 257.5
GLASGOW STORAGE | 24INR0207 |  | BA | STORAGE | PLAN | CONV | NAVARRO | NORTH | 2028-03-16 | 101 | 0 | 101 | 101 | 101 | 101 | 0 | 101 | 101 | 101 | 101 | 0 | 0 | 101 | 101 | 101 | 0 | 101 | 101 | 101 | 101
GRIZZLY RIDGE BESS SLF | 22INR0596 |  | BA | STORAGE | PLAN-SLF | CONV-SLF | HAMILTON | NORTH | 2026-07-01 | 9.95 | 9.95 | 9.95 | 9.95 | 9.95 | 9.95 | 9.95 | 9.95 | 9.95 | 9.95 | 9.95 | 9.95 | 9.95 | 9.95 | 9.95 | 9.95 | 9.95 | 9.95 | 9.95 | 9.95 | 9.95
GUNNAR BESS | 24INR0491 |  | BA | STORAGE | PLAN | CONV | HIDALGO | SOUTH | 2026-08-31 | 154.75 | 154.8 | 154.8 | 154.8 | 154.8 | 154.8 | 154.8 | 154.8 | 154.8 | 154.8 | 154.8 | 154.8 | 154.8 | 154.8 | 154.8 | 154.8 | 154.8 | 154.8 | 154.8 | 154.8 | 154.8
HARLINGEN #1 BESS 1 | 26INR0691 |  | BA | STORAGE | PLAN | CONV-DGR | CAMERON | COASTAL | 2026-05-05 | 9.99 | 10 | 10 | 10 | 10 | 10 | 10 | 10 | 10 | 10 | 10 | 10 | 10 | 10 | 10 | 10 | 10 | 10 | 10 | 10 | 10
HERMES STORAGE | 24INR0365 |  | BA | STORAGE | PLAN | CONV | BELL | NORTH | 2026-08-18 | 100.42 | 100.4 | 100.4 | 100.4 | 100.4 | 100.4 | 100.4 | 100.4 | 100.4 | 100.4 | 100.4 | 100.4 | 100.4 | 100.4 | 100.4 | 100.4 | 100.4 | 100.4 | 100.4 | 100.4 | 100.4
HIGH NOON STORAGE | 24INR0126 |  | BA | STORAGE | PLAN | CONV | HILL | NORTH | 2028-05-09 | 94 | 0 | 94 | 94 | 94 | 94 | 0 | 94 | 94 | 94 | 94 | 0 | 0 | 94 | 94 | 94 | 0 | 94 | 94 | 94 | 94
HIGHWAY 6 BESS | 26INR0520 |  | BA | STORAGE | PLAN | CONV-DGR | BRAZOS | NORTH | 2026-07-22 | 9.9 | 9.9 | 9.9 | 9.9 | 9.9 | 9.9 | 9.9 | 9.9 | 9.9 | 9.9 | 9.9 | 9.9 | 9.9 | 9.9 | 9.9 | 9.9 | 9.9 | 9.9 | 9.9 | 9.9 | 9.9
HONEYCOMB STORAGE SLF | 23INR0392 |  | BA | STORAGE | PLAN-SLF | CONV-SLF | BEE | SOUTH | 2026-11-01 | 64.1 | 64.1 | 64.1 | 64.1 | 64.1 | 64.1 | 64.1 | 64.1 | 64.1 | 64.1 | 64.1 | 64.1 | 64.1 | 64.1 | 64.1 | 64.1 | 64.1 | 64.1 | 64.1 | 64.1 | 64.1
HORNET STORAGE II SLF | 25INR0283 |  | BA | STORAGE | PLAN-SLF | CONV-SLF | SWISHER | PANHANDLE | 2028-07-31 | 207.54 | 0 | 0 | 207.54 | 207.54 | 207.54 | 0 | 207.54 | 207.54 | 207.54 | 207.54 | 0 | 0 | 207.54 | 207.54 | 207.54 | 0 | 207.54 | 207.54 | 207.54 | 207.54
HOUSTON IV BESS | 24INR0584 |  | BA | STORAGE | PLAN | CONV | HARRIS | HOUSTON | 2026-07-01 | 164.6 | 164.6 | 164.6 | 164.6 | 164.6 | 164.6 | 164.6 | 164.6 | 164.6 | 164.6 | 164.6 | 164.6 | 164.6 | 164.6 | 164.6 | 164.6 | 164.6 | 164.6 | 164.6 | 164.6 | 164.6
KEYS HOLLOW STORAGE PHASE II SLF | 24INR0066 |  | BA | STORAGE | PLAN-SLF | CONV-SLF | GOLIAD | SOUTH | 2028-03-10 | 102.04 | 0 | 0 | 102.04 | 102.04 | 102.04 | 0 | 102.04 | 102.04 | 102.04 | 102.04 | 0 | 0 | 102.04 | 102.04 | 102.04 | 0 | 102.04 | 102.04 | 102.04 | 102.04
KEYS HOLLOW STORAGE SLF | 24INR0068 |  | BA | STORAGE | PLAN-SLF | CONV-SLF | GOLIAD | SOUTH | 2028-03-10 | 102.04 | 0 | 0 | 102.04 | 102.04 | 102.04 | 0 | 102.04 | 102.04 | 102.04 | 102.04 | 0 | 0 | 102.04 | 102.04 | 102.04 | 0 | 102.04 | 102.04 | 102.04 | 102.04
LEAKEY BESS | 23INR0548 |  | BA | STORAGE | PLAN | CONV-DGR | REAL | SOUTH | 2026-10-15 | 9.9 | 9.9 | 9.9 | 9.9 | 9.9 | 9.9 | 9.9 | 9.9 | 9.9 | 9.9 | 9.9 | 9.9 | 9.9 | 9.9 | 9.9 | 9.9 | 9.9 | 9.9 | 9.9 | 9.9 | 9.9
LEOPARD BESS | 27INR0224 |  | BA | STORAGE | PLAN | CONV | VICTORIA | SOUTH | 2028-06-29 | 264.24 | 0 | 0 | 264.2 | 264.2 | 264.2 | 0 | 264.2 | 264.2 | 264.2 | 264.2 | 0 | 0 | 264.2 | 264.2 | 264.2 | 0 | 264.2 | 264.2 | 264.2 | 264.2
LIMEWOOD STORAGE | 23INR0248 |  | BA | STORAGE | PLAN | CONV | BELL | NORTH | 2028-12-29 | 50 | 0 | 0 | 50 | 50 | 50 | 0 | 0 | 50 | 50 | 50 | 0 | 0 | 50 | 50 | 50 | 0 | 0 | 50 | 50 | 50
LITTLE YORK BESS | 24INR0481 |  | BA | STORAGE | PLAN | CONV-DGR | HARRIS | HOUSTON | 2026-04-24 | 9.96 | 10 | 10 | 10 | 10 | 10 | 10 | 10 | 10 | 10 | 10 | 10 | 10 | 10 | 10 | 10 | 10 | 10 | 10 | 10 | 10
LONGFELLOW BESS I | 24INR0453 |  | BA | STORAGE | PLAN | CONV | PECOS | WEST | 2026-11-30 | 54.99 | 55 | 55 | 55 | 55 | 55 | 55 | 55 | 55 | 55 | 55 | 55 | 55 | 55 | 55 | 55 | 55 | 55 | 55 | 55 | 55
LONGFELLOW BESS II | 24INR0455 |  | BA | STORAGE | PLAN | CONV | PECOS | WEST | 2026-11-30 | 105.75 | 105.8 | 105.8 | 105.8 | 105.8 | 105.8 | 105.8 | 105.8 | 105.8 | 105.8 | 105.8 | 105.8 | 105.8 | 105.8 | 105.8 | 105.8 | 105.8 | 105.8 | 105.8 | 105.8 | 105.8
LOUISA ENERGY STORAGE | 24INR0108 |  | BA | STORAGE | PLAN | CONV | BEXAR | SOUTH | 2029-03-12 | 102.77 | 0 | 0 | 102.8 | 102.8 | 102.8 | 0 | 0 | 102.8 | 102.8 | 102.8 | 0 | 0 | 0 | 102.8 | 102.8 | 0 | 0 | 102.8 | 102.8 | 102.8
MCCAMEY'S CASTLE BATTERY | 25INR0557 |  | BA | STORAGE | PLAN | CONV | UPTON | WEST | 2028-03-30 | 409.6 | 0 | 409.6 | 409.6 | 409.6 | 409.6 | 0 | 409.6 | 409.6 | 409.6 | 409.6 | 0 | 0 | 409.6 | 409.6 | 409.6 | 0 | 409.6 | 409.6 | 409.6 | 409.6
MEDINA CITY BESS | 24INR0502 |  | BA | STORAGE | PLAN | CONV-DGR | BANDERA | SOUTH | 2026-10-16 | 9.99 | 10 | 10 | 10 | 10 | 10 | 10 | 10 | 10 | 10 | 10 | 10 | 10 | 10 | 10 | 10 | 10 | 10 | 10 | 10 | 10
MESA VIEW STORAGE | 25INR0417 |  | BA | STORAGE | PLAN | CONV | UPTON | WEST | 2027-06-15 | 251.3 | 0 | 251.3 | 251.3 | 251.3 | 251.3 | 251.3 | 251.3 | 251.3 | 251.3 | 251.3 | 0 | 251.3 | 251.3 | 251.3 | 251.3 | 251.3 | 251.3 | 251.3 | 251.3 | 251.3
MIDNIGHT SUN ENERGY STORAGE | 24INR0442 |  | BA | STORAGE | PLAN | CONV | CROCKETT | WEST | 2028-06-29 | 523.77 | 0 | 0 | 523.8 | 523.8 | 523.8 | 0 | 523.8 | 523.8 | 523.8 | 523.8 | 0 | 0 | 523.8 | 523.8 | 523.8 | 0 | 523.8 | 523.8 | 523.8 | 523.8
NEUTRON STORAGE | 26INR0252 |  | BA | STORAGE | PLAN | CONV | MCLENNAN | NORTH | 2028-04-29 | 104.5 | 0 | 104.5 | 104.5 | 104.5 | 104.5 | 0 | 104.5 | 104.5 | 104.5 | 104.5 | 0 | 0 | 104.5 | 104.5 | 104.5 | 0 | 104.5 | 104.5 | 104.5 | 104.5
NORTH EDINBURG BESS 1 | 26INR0682 |  | BA | STORAGE | PLAN | CONV-DGR | HIDALGO | SOUTH | 2026-05-05 | 9.99 | 10 | 10 | 10 | 10 | 10 | 10 | 10 | 10 | 10 | 10 | 10 | 10 | 10 | 10 | 10 | 10 | 10 | 10 | 10 | 10
O'BANNION ENERGY STORAGE | 25INR0657 |  | BA | STORAGE | PLAN | CONV | JACK | NORTH | 2028-04-21 | 306.4 | 0 | 306.4 | 306.4 | 306.4 | 306.4 | 0 | 306.4 | 306.4 | 306.4 | 306.4 | 0 | 0 | 306.4 | 306.4 | 306.4 | 0 | 306.4 | 306.4 | 306.4 | 306.4
OCI COBB CREEK ESS | 25INR0233 |  | BA | STORAGE | PLAN | CONV | HILL | NORTH | 2028-12-31 | 201.6 | 0 | 0 | 201.6 | 201.6 | 201.6 | 0 | 0 | 201.6 | 201.6 | 201.6 | 0 | 0 | 201.6 | 201.6 | 201.6 | 0 | 0 | 201.6 | 201.6 | 201.6
OPERATION SUNSHINE STORAGE | 26INR0357 |  | BA | STORAGE | PLAN | CONV | CONCHO | WEST | 2028-03-12 | 409.8 | 0 | 409.8 | 409.8 | 409.8 | 409.8 | 0 | 409.8 | 409.8 | 409.8 | 409.8 | 0 | 0 | 409.8 | 409.8 | 409.8 | 0 | 409.8 | 409.8 | 409.8 | 409.8
ORANGE GROVE BESS | 23INR0331 |  | BA | STORAGE | PLAN | CONV | JIM WELLS | SOUTH | 2027-04-30 | 61.39 | 61.4 | 61.4 | 61.4 | 61.4 | 61.4 | 61.4 | 61.4 | 61.4 | 61.4 | 61.4 | 0 | 61.4 | 61.4 | 61.4 | 61.4 | 61.4 | 61.4 | 61.4 | 61.4 | 61.4
PADUA GRID BESS U3 | 28INR0024 |  | BA | STORAGE | PLAN | CONV | BEXAR | SOUTH | 2026-05-15 | 201.35 | 201.4 | 201.4 | 201.4 | 201.4 | 201.4 | 201.4 | 201.4 | 201.4 | 201.4 | 201.4 | 201.4 | 201.4 | 201.4 | 201.4 | 201.4 | 201.4 | 201.4 | 201.4 | 201.4 | 201.4
PAJARITA BESS | 22INR0466 |  | BA | STORAGE | PLAN | CONV | CAMERON | COASTAL | 2028-07-19 | 205.5 | 0 | 0 | 205.5 | 205.5 | 205.5 | 0 | 205.5 | 205.5 | 205.5 | 205.5 | 0 | 0 | 205.5 | 205.5 | 205.5 | 0 | 205.5 | 205.5 | 205.5 | 205.5
PAMELA HEIGHTS I | 28INR0154 |  | BA | STORAGE | PLAN | CONV | HARRIS | HOUSTON | 2026-07-20 | 101.65 | 101.7 | 101.7 | 101.7 | 101.7 | 101.7 | 101.7 | 101.7 | 101.7 | 101.7 | 101.7 | 101.7 | 101.7 | 101.7 | 101.7 | 101.7 | 101.7 | 101.7 | 101.7 | 101.7 | 101.7
PARADISO BESS | 23INR0200 |  | BA | STORAGE | PLAN | CONV | ATASCOSA | SOUTH | 2028-03-15 | 100.92 | 0 | 100.9 | 100.9 | 100.9 | 100.9 | 0 | 100.9 | 100.9 | 100.9 | 100.9 | 0 | 0 | 100.9 | 100.9 | 100.9 | 0 | 100.9 | 100.9 | 100.9 | 100.9
PIEDRA BESS | 25INR0169 |  | BA | STORAGE | PLAN | CONV | FREESTONE | NORTH | 2027-05-10 | 103.65 | 103.7 | 103.7 | 103.7 | 103.7 | 103.7 | 103.7 | 103.7 | 103.7 | 103.7 | 103.7 | 0 | 103.7 | 103.7 | 103.7 | 103.7 | 103.7 | 103.7 | 103.7 | 103.7 | 103.7
PURPLE SAGE BESS 1 | 25INR0391 |  | BA | STORAGE | PLAN | CONV | COLLIN | NORTH | 2027-05-30 | 156 | 156 | 156 | 156 | 156 | 156 | 156 | 156 | 156 | 156 | 156 | 0 | 156 | 156 | 156 | 156 | 156 | 156 | 156 | 156 | 156
PURPLE SAGE BESS 2 | 25INR0392 |  | BA | STORAGE | PLAN | CONV | COLLIN | NORTH | 2027-05-30 | 156 | 156 | 156 | 156 | 156 | 156 | 156 | 156 | 156 | 156 | 156 | 0 | 156 | 156 | 156 | 156 | 156 | 156 | 156 | 156 | 156
QUANTUM STORAGE | 26INR0310 |  | BA | STORAGE | PLAN | CONV | HASKELL | WEST | 2026-07-21 | 321.75 | 321.8 | 321.8 | 321.8 | 321.8 | 321.8 | 321.8 | 321.8 | 321.8 | 321.8 | 321.8 | 321.8 | 321.8 | 321.8 | 321.8 | 321.8 | 321.8 | 321.8 | 321.8 | 321.8 | 321.8
RAMSEY STORAGE | 21INR0505 |  | BA | STORAGE | PLAN | CONV | WHARTON | SOUTH | 2028-06-30 | 500 | 0 | 0 | 500 | 500 | 500 | 0 | 500 | 500 | 500 | 500 | 0 | 0 | 500 | 500 | 500 | 0 | 500 | 500 | 500 | 500
RAVEN STORAGE | 24INR0210 |  | BA | STORAGE | PLAN | CONV | WHARTON | SOUTH | 2026-07-31 | 103.53 | 103.5 | 103.5 | 103.5 | 103.5 | 103.5 | 103.5 | 103.5 | 103.5 | 103.5 | 103.5 | 103.5 | 103.5 | 103.5 | 103.5 | 103.5 | 103.5 | 103.5 | 103.5 | 103.5 | 103.5
RED EGRET BESS | 24INR0281 |  | BA | STORAGE | PLAN | CONV | GALVESTON | HOUSTON | 2026-08-31 | 310.58 | 310.6 | 310.6 | 310.6 | 310.6 | 310.6 | 310.6 | 310.6 | 310.6 | 310.6 | 310.6 | 310.6 | 310.6 | 310.6 | 310.6 | 310.6 | 310.6 | 310.6 | 310.6 | 310.6 | 310.6
RESACA OASIS STORAGE | 27INR0399 |  | BA | STORAGE | PLAN | CONV | CAMERON | COASTAL | 2027-09-20 | 200.7 | 0 | 200.7 | 200.7 | 200.7 | 200.7 | 200.7 | 200.7 | 200.7 | 200.7 | 200.7 | 0 | 200.7 | 200.7 | 200.7 | 200.7 | 200.7 | 200.7 | 200.7 | 200.7 | 200.7
ROCINANTE BESS | 23INR0232 |  | BA | STORAGE | PLAN | CONV | GONZALES | SOUTH | 2027-03-16 | 33.17 | 33.2 | 33.2 | 33.2 | 33.2 | 33.2 | 33.2 | 33.2 | 33.2 | 33.2 | 33.2 | 0 | 33.2 | 33.2 | 33.2 | 33.2 | 33.2 | 33.2 | 33.2 | 33.2 | 33.2
ROCK ROSE ENERGY BESS | 26INR0201 |  | BA | STORAGE | PLAN | CONV | FORT BEND | HOUSTON | 2027-03-19 | 211.5 | 211.5 | 211.5 | 211.5 | 211.5 | 211.5 | 211.5 | 211.5 | 211.5 | 211.5 | 211.5 | 0 | 211.5 | 211.5 | 211.5 | 211.5 | 211.5 | 211.5 | 211.5 | 211.5 | 211.5
ROCKEFELLER STORAGE | 22INR0239 |  | BA | STORAGE | PLAN | CONV | SCHLEICHER | WEST | 2027-06-01 | 206.8 | 206.8 | 206.8 | 206.8 | 206.8 | 206.8 | 206.8 | 206.8 | 206.8 | 206.8 | 206.8 | 0 | 206.8 | 206.8 | 206.8 | 206.8 | 206.8 | 206.8 | 206.8 | 206.8 | 206.8
ROGERS DRAW BESS | 24INR0514 |  | BA | STORAGE | PLAN | CONV | GILLESPIE | SOUTH | 2026-06-30 | 148.61 | 148.6 | 148.6 | 148.6 | 148.6 | 148.6 | 148.6 | 148.6 | 148.6 | 148.6 | 148.6 | 148.6 | 148.6 | 148.6 | 148.6 | 148.6 | 148.6 | 148.6 | 148.6 | 148.6 | 148.6
RUTILE BESS | 24INR0485 |  | BA | STORAGE | PLAN | CONV | RUNNELS | WEST | 2028-03-31 | 100.65 | 0 | 100.7 | 100.7 | 100.7 | 100.7 | 0 | 100.7 | 100.7 | 100.7 | 100.7 | 0 | 0 | 100.7 | 100.7 | 100.7 | 0 | 100.7 | 100.7 | 100.7 | 100.7
RYAN ENERGY STORAGE | 20INR0246 |  | BA | STORAGE | PLAN | CONV | CORYELL | NORTH | 2026-12-12 | 51.6 | 51.6 | 51.6 | 51.6 | 51.6 | 51.6 | 51.6 | 51.6 | 51.6 | 51.6 | 51.6 | 51.6 | 51.6 | 51.6 | 51.6 | 51.6 | 51.6 | 51.6 | 51.6 | 51.6 | 51.6
SEINE BESS | 23INR0140 |  | BA | STORAGE | PLAN | CONV | FOARD | WEST | 2027-10-01 | 308.88 | 0 | 308.9 | 308.9 | 308.9 | 308.9 | 308.9 | 308.9 | 308.9 | 308.9 | 308.9 | 0 | 308.9 | 308.9 | 308.9 | 308.9 | 308.9 | 308.9 | 308.9 | 308.9 | 308.9
SHEPARD ENERGY STORAGE | 25INR0262 |  | BA | STORAGE | PLAN | CONV | GALVESTON | HOUSTON | 2027-07-01 | 256.79 | 0 | 256.8 | 256.8 | 256.8 | 256.8 | 256.8 | 256.8 | 256.8 | 256.8 | 256.8 | 0 | 256.8 | 256.8 | 256.8 | 256.8 | 256.8 | 256.8 | 256.8 | 256.8 | 256.8
SHERBINO II BESS SLF | 26INR0296 |  | BA | STORAGE | PLAN-SLF | CONV-SLF | PECOS | WEST | 2027-04-19 | 77.37 | 77.4 | 77.4 | 77.4 | 77.4 | 77.4 | 77.4 | 77.4 | 77.4 | 77.4 | 77.4 | 0 | 77.4 | 77.4 | 77.4 | 77.4 | 77.4 | 77.4 | 77.4 | 77.4 | 77.4
SKIPJACK ENERGY STORAGE | 26INR0189 |  | BA | STORAGE | PLAN | CONV | BRAZORIA | COASTAL | 2028-02-28 | 154 | 0 | 154 | 154 | 154 | 154 | 0 | 154 | 154 | 154 | 154 | 0 | 154 | 154 | 154 | 154 | 0 | 154 | 154 | 154 | 154
SOL MARINA ENERGY CENTER BESS | 26INR0242 |  | BA | STORAGE | PLAN | CONV | ELLIS | NORTH | 2032-12-30 | 57.15 | 0 | 0 | 0 | 0 | 0 | 0 | 0 | 0 | 0 | 0 | 0 | 0 | 0 | 0 | 0 | 0 | 0 | 0 | 0 | 0
SOSA STORAGE | 25INR0131 |  | BA | STORAGE | PLAN | CONV | MADISON | NORTH | 2027-05-11 | 154.63 | 154.6 | 154.6 | 154.6 | 154.6 | 154.6 | 154.6 | 154.6 | 154.6 | 154.6 | 154.6 | 0 | 154.6 | 154.6 | 154.6 | 154.6 | 154.6 | 154.6 | 154.6 | 154.6 | 154.6
SOWERS STORAGE | 22INR0552 |  | BA | STORAGE | PLAN | CONV | KAUFMAN | NORTH | 2027-07-01 | 208.89 | 0 | 208.9 | 208.9 | 208.9 | 208.9 | 208.9 | 208.9 | 208.9 | 208.9 | 208.9 | 0 | 208.9 | 208.9 | 208.9 | 208.9 | 208.9 | 208.9 | 208.9 | 208.9 | 208.9
STARLING STORAGE | 23INR0181 |  | BA | STORAGE | PLAN | CONV | GONZALES | SOUTH | 2027-05-15 | 63.6 | 63.6 | 63.6 | 63.6 | 63.6 | 63.6 | 63.6 | 63.6 | 63.6 | 63.6 | 63.6 | 0 | 63.6 | 63.6 | 63.6 | 63.6 | 63.6 | 63.6 | 63.6 | 63.6 | 63.6
STOCKYARD GRID BATT | 21INR0492 |  | BA | STORAGE | PLAN | CONV | TARRANT | NORTH | 2028-12-14 | 150.6 | 0 | 0 | 150.6 | 150.6 | 150.6 | 0 | 0 | 150.6 | 150.6 | 150.6 | 0 | 0 | 150.6 | 150.6 | 150.6 | 0 | 0 | 150.6 | 150.6 | 150.6
SUNSCAPE RENEWABLE ENERGY STORAGE SLF | 27INR0048 |  | BA | STORAGE | PLAN-SLF | CONV-SLF | NUECES | COASTAL | 2028-06-30 | 522.75 | 0 | 0 | 522.75 | 522.75 | 522.75 | 0 | 522.75 | 522.75 | 522.75 | 522.75 | 0 | 0 | 522.75 | 522.75 | 522.75 | 0 | 522.75 | 522.75 | 522.75 | 522.75
TAORMINA STORAGE | 23INR0479 |  | BA | STORAGE | PLAN | CONV | BEXAR | SOUTH | 2029-05-26 | 231.86 | 0 | 0 | 231.9 | 231.9 | 231.9 | 0 | 0 | 231.9 | 231.9 | 231.9 | 0 | 0 | 0 | 231.9 | 231.9 | 0 | 0 | 231.9 | 231.9 | 231.9
THIRD COAST BESS | 23INR0361 |  | BA | STORAGE | PLAN | CONV | JACKSON | SOUTH | 2027-06-15 | 102.82 | 0 | 102.8 | 102.8 | 102.8 | 102.8 | 102.8 | 102.8 | 102.8 | 102.8 | 102.8 | 0 | 102.8 | 102.8 | 102.8 | 102.8 | 102.8 | 102.8 | 102.8 | 102.8 | 102.8
THOMAS CAMERON BESS | 24INR0543 |  | BA | STORAGE | PLAN | CONV | LAMPASAS | NORTH | 2027-05-03 | 201.52 | 201.5 | 201.5 | 201.5 | 201.5 | 201.5 | 201.5 | 201.5 | 201.5 | 201.5 | 201.5 | 0 | 201.5 | 201.5 | 201.5 | 201.5 | 201.5 | 201.5 | 201.5 | 201.5 | 201.5
TIDWELL PRAIRIE STORAGE 2 | 22INR0503 |  | BA | STORAGE | PLAN | CONV | ROBERTSON | NORTH | 2026-07-01 | 203.62 | 203.6 | 203.6 | 203.6 | 203.6 | 203.6 | 203.6 | 203.6 | 203.6 | 203.6 | 203.6 | 203.6 | 203.6 | 203.6 | 203.6 | 203.6 | 203.6 | 203.6 | 203.6 | 203.6 | 203.6
TWO BARBARAS BESS | 27INR0109 |  | BA | STORAGE | PLAN | CONV | MONTGOMERY | HOUSTON | 2029-01-04 | 217.16 | 0 | 0 | 217.2 | 217.2 | 217.2 | 0 | 0 | 217.2 | 217.2 | 217.2 | 0 | 0 | 217.2 | 217.2 | 217.2 | 0 | 0 | 217.2 | 217.2 | 217.2
TWO BROTHERS BATTERY ENERGY STORAGE SYSTEM | 24INR0425 |  | BA | STORAGE | PLAN | CONV | VICTORIA | SOUTH | 2027-09-09 | 154.65 | 0 | 154.6 | 154.6 | 154.6 | 154.6 | 154.6 | 154.6 | 154.6 | 154.6 | 154.6 | 0 | 154.6 | 154.6 | 154.6 | 154.6 | 154.6 | 154.6 | 154.6 | 154.6 | 154.6
TWO FORKS BESS | 24INR0198 |  | BA | STORAGE | PLAN | CONV | COOKE | NORTH | 2027-06-30 | 309.8 | 0 | 309.8 | 309.8 | 309.8 | 309.8 | 309.8 | 309.8 | 309.8 | 309.8 | 309.8 | 0 | 309.8 | 309.8 | 309.8 | 309.8 | 309.8 | 309.8 | 309.8 | 309.8 | 309.8
VIAL BESS | 25INR0122 |  | BA | STORAGE | PLAN | CONV | HILL | NORTH | 2027-09-15 | 135.18 | 0 | 135.2 | 135.2 | 135.2 | 135.2 | 135.2 | 135.2 | 135.2 | 135.2 | 135.2 | 0 | 135.2 | 135.2 | 135.2 | 135.2 | 135.2 | 135.2 | 135.2 | 135.2 | 135.2
WILLIS STORAGE | 25INR0370 |  | BA | STORAGE | PLAN | CONV | RAINS | NORTH | 2027-08-13 | 176.13 | 0 | 176.1 | 176.1 | 176.1 | 176.1 | 176.1 | 176.1 | 176.1 | 176.1 | 176.1 | 0 | 176.1 | 176.1 | 176.1 | 176.1 | 176.1 | 176.1 | 176.1 | 176.1 | 176.1
YAUPON STORAGE SLF | 24INR0169 |  | BA | STORAGE | PLAN-SLF | CONV-SLF | MILAM | SOUTH | 2028-07-01 | 102.04 | 0 | 0 | 102.04 | 102.04 | 102.04 | 0 | 102.04 | 102.04 | 102.04 | 102.04 | 0 | 0 | 102.04 | 102.04 | 102.04 | 0 | 102.04 | 102.04 | 102.04 | 102.04
SMALL GENERATORS WITH SIGNED IAs AND 'MODEL READY DATES' PENDING * |  | PLANNED_SMALL_GEN_NO_MRD | BA | STORAGE | PLAN | CONV-DGR |  |  |  | 78.82 | 78.82 | 78.82 | 78.82 | 78.82 | 78.82 | 78.82 | 78.82 | 78.82 | 78.82 | 78.82 | 58.92 | 78.82 | 78.82 | 78.82 | 78.82 | 78.82 | 78.82 | 78.82 | 78.82 | 78.82
BRANDON (LP&L) (INDEFINITE MOTHBALL AS OF 10/2/2023) |  | BRANDON_UNIT1 | GT | GAS | MOTH-IND | CONV-DGR | LUBBOCK | PANHANDLE | 2021-06-03 | 25 | 0 | 0 | 0 | 0 | 0 | 0 | 0 | 0 | 0 | 0 | 0 | 0 | 0 | 0 | 0 | 0 | 0 | 0 | 0 | 0
V H BRAUNIG STG 1 (INDEFINITE MOTHBALL AS OF 3/31/2025) |  | BRAUNIG_VHB1 | ST | GAS | MOTH-IND | CONV | BEXAR | SOUTH | 1966-05-03 | 225 | 0 | 0 | 0 | 0 | 0 | 0 | 0 | 0 | 0 | 0 | 0 | 0 | 0 | 0 | 0 | 0 | 0 | 0 | 0 | 0
V H BRAUNIG STG 2 (INDEFINITE MOTHBALL AS OF 3/31/2025) |  | BRAUNIG_VHB2 | ST | GAS | MOTH-IND | CONV | BEXAR | SOUTH | 1968-05-15 | 240 | 0 | 0 | 0 | 0 | 0 | 0 | 0 | 0 | 0 | 0 | 0 | 0 | 0 | 0 | 0 | 0 | 0 | 0 | 0 | 0
R MASSENGALE CTG 1 (LP&L) (INDEFINITE MOTHBALL AS OF 10/2/2023) |  | MASSENGL_G6 | CC | GAS | MOTH-IND | CONV | LUBBOCK | PANHANDLE | 2021-06-03 | 20 | 0 | 0 | 0 | 0 | 0 | 0 | 0 | 0 | 0 | 0 | 0 | 0 | 0 | 0 | 0 | 0 | 0 | 0 | 0 | 0
R MASSENGALE CTG 2 (LP&L) (INDEFINITE MOTHBALL AS OF 10/2/2023) |  | MASSENGL_G7 | CC | GAS | MOTH-IND | CONV | LUBBOCK | PANHANDLE | 2021-06-03 | 20 | 0 | 0 | 0 | 0 | 0 | 0 | 0 | 0 | 0 | 0 | 0 | 0 | 0 | 0 | 0 | 0 | 0 | 0 | 0 | 0
R MASSENGALE STG (LP&L) (INDEFINITE MOTHBALL AS OF 10/2/2023) |  | MASSENGL_G8 | CC | GAS | MOTH-IND | CONV | LUBBOCK | PANHANDLE | 2021-06-03 | 58.9 | 0 | 0 | 0 | 0 | 0 | 0 | 0 | 0 | 0 | 0 | 0 | 0 | 0 | 0 | 0 | 0 | 0 | 0 | 0 | 0
RAY OLINGER STG 1 (INDEFINITE MOTHBALL AS OF 4/5/22) |  | OLINGR_OLING_1 | ST | GAS | MOTH-IND | CONV | COLLIN | NORTH | 1967-07-01 | 78 | 0 | 0 | 0 | 0 | 0 | 0 | 0 | 0 | 0 | 0 | 0 | 0 | 0 | 0 | 0 | 0 | 0 | 0 | 0 | 0
TEXAS BIG SPRING WIND B (INDEFINITE MOTHBALL STATUS AS ON 1/1/24) |  | SGMTN_SIGNALM2 | WT | WIND-O | MOTH-IND | CONV | HOWARD | WEST | 1999-05-27 | 6.6 | 0 | 0 | 0 | 0 | 0 | 0 | 0 | 0 | 0 | 0 | 0 | 0 | 0 | 0 | 0 | 0 | 0 | 0 | 0 | 0
TY COOKE CTG 1 (LP&L) (INDEFINITE MOTHBALL AS OF 10/2/2023) |  | TY_COOKE_GT2 | GT | GAS | MOTH-IND | CONV | LUBBOCK | PANHANDLE | 2021-06-03 | 18.7 | 0 | 0 | 0 | 0 | 0 | 0 | 0 | 0 | 0 | 0 | 0 | 0 | 0 | 0 | 0 | 0 | 0 | 0 | 0 | 0
TY COOKE CTG 2 (LP&L) (INDEFINITE MOTHBALL AS OF 10/2/2023) |  | TY_COOKE_GT3 | GT | GAS | MOTH-IND | CONV | LUBBOCK | PANHANDLE | 2021-06-03 | 26.6 | 0 | 0 | 0 | 0 | 0 | 0 | 0 | 0 | 0 | 0 | 0 | 0 | 0 | 0 | 0 | 0 | 0 | 0 | 0 | 0
WICHITA FALLS STG 4 (INDEFINITE MOTHBALL STATUS AS ON 11/1/23) |  | WFCOGEN_UNIT4 | CC | GAS | MOTH-IND | CONV | WICHITA | WEST | 1987-06-19 | 20 | 0 | 0 | 0 | 0 | 0 | 0 | 0 | 0 | 0 | 0 | 0 | 0 | 0 | 0 | 0 | 0 | 0 | 0 | 0 | 0
Note on J3: The capacities of planned projects that have been approved for Initial Synchronization at the time of report creation (records that have 'SYNC' in CDR Status column) are assumed to be available for the season regardless of their projected Commercial Operations Dates.
Note on K3: Installed capacity ratings are based on the maximum power that a generating unit can produce during normal sustained operating conditions as specified by the equipment manufacturer. These ratings reflect the latest information in the Resource Integration and Ongoing Operations - Resources Services (RIOO-RS) system.

## Capacity by Resource Category
|  | Summer Capabilities [3], MW (As of the Season Start Date, June 1) |  |  |  |  | Winter Capabilities [3], MW (As of the Season Start Date, December 1)
Operational Resources, MW [1] | Installed Capacity Rating [2] | 2027 | 2028 | 2029 | 2030 | 2031 | 2027/2028 | 2028/2029 | 2029/2030 | 2030/2031 | 2031/2032
Thermal | 81899.03 | 67474.8 | 67326.8 | 66356.8 | 66665.8 | 66982.8 | 72089.3 | 70644.3 | 70178.3 | 70593.3 | 70716.3
Natural Gas | 61413.19 | 49551 | 50188 | 49778 | 50087 | 50404 | 53923.5 | 53823.5 | 53357.5 | 53772.5 | 53895.5
Combined-cycle | 37172.35 | 30483.1 | 30335.1 | 30335.1 | 30644.1 | 30891.1 | 33753.3 | 32868.3 | 32868.3 | 33208.3 | 33419.3
Combustion Turbine | 10753.3 | 8020.4 | 8020.4 | 8020.4 | 8020.4 | 8020.4 | 9094.2 | 9094.2 | 9094.2 | 9094.2 | 8894.2
Internal Combustion Engine | 1287.14 | 1109.5 | 1109.5 | 1109.5 | 1109.5 | 1109.5 | 1221.5 | 1221.5 | 1165.5 | 1165.5 | 1277.5
Steam Turbine | 12200.4 | 9938 | 10723 | 10313 | 10313 | 10383 | 9854.5 | 10639.5 | 10229.5 | 10304.5 | 10304.5
Compressed Air Energy Storage | 0 | 0 | 0 | 0 | 0 | 0 | 0 | 0 | 0 | 0 | 0
Coal | 14713.39 | 12940.6 | 12155.6 | 11595.6 | 11595.6 | 11595.6 | 13002.6 | 11657.6 | 11657.6 | 11657.6 | 11657.6
Nuclear | 5268 | 4973.2 | 4973.2 | 4973.2 | 4973.2 | 4973.2 | 5153.2 | 5153.2 | 5153.2 | 5153.2 | 5153.2
Diesel | 504.45 | 10 | 10 | 10 | 10 | 10 | 10 | 10 | 10 | 10 | 10
Renewable, Intermittent | 78970.23 | 78528.9 | 78528.9 | 78528.9 | 78528.9 | 78528.9 | 78534 | 78534 | 78534 | 78534 | 78534
Solar | 38234.26 | 37962.4 | 37962.4 | 37962.4 | 37962.4 | 37962.4 | 37931.4 | 37931.4 | 37931.4 | 37931.4 | 37931.4
Far West | 5482.14 | 5457.3 | 5457.3 | 5457.3 | 5457.3 | 5457.3 | 5457.3 | 5457.3 | 5457.3 | 5457.3 | 5457.3
West | 6996.99 | 6959.8 | 6959.8 | 6959.8 | 6959.8 | 6959.8 | 6959.8 | 6959.8 | 6959.8 | 6959.8 | 6959.8
Other | 25755.13 | 25545.3 | 25545.3 | 25545.3 | 25545.3 | 25545.3 | 25514.3 | 25514.3 | 25514.3 | 25514.3 | 25514.3
Wind | 40735.97 | 40566.5 | 40566.5 | 40566.5 | 40566.5 | 40566.5 | 40602.6 | 40602.6 | 40602.6 | 40602.6 | 40602.6
Coastal | 5871.96 | 5861.6 | 5861.6 | 5861.6 | 5861.6 | 5861.6 | 5861.6 | 5861.6 | 5861.6 | 5861.6 | 5861.6
Panhandle | 4831.93 | 4829.2 | 4829.2 | 4829.2 | 4829.2 | 4829.2 | 4829.2 | 4829.2 | 4829.2 | 4829.2 | 4829.2
Other | 30032.08 | 29875.7 | 29875.7 | 29875.7 | 29875.7 | 29875.7 | 29911.8 | 29911.8 | 29911.8 | 29911.8 | 29911.8
Renewable, Other | 717.45 | 695.5 | 695.5 | 695.5 | 695.5 | 695.5 | 695.5 | 695.5 | 695.5 | 695.5 | 695.5
Biomass | 138.25 | 126.8 | 126.8 | 126.8 | 126.8 | 126.8 | 126.8 | 126.8 | 126.8 | 126.8 | 126.8
Hydroelectric [4] | 579.2 | 568.7 | 568.7 | 568.7 | 568.7 | 568.7 | 568.7 | 568.7 | 568.7 | 568.7 | 568.7
Energy Storage | 19966.12 | 19626.3 | 19626.3 | 19626.3 | 19626.3 | 19626.3 | 19626.6 | 19626.6 | 19626.6 | 19626.6 | 19626.6
Batteries | 19966.12 | 19626.3 | 19626.3 | 19626.3 | 19626.3 | 19626.3 | 19626.6 | 19626.6 | 19626.6 | 19626.6 | 19626.6
Other | 0 | 0 | 0 | 0 | 0 | 0 | 0 | 0 | 0 | 0 | 0
DC Tie Net Imports | 1220 | 1220 | 1220 | 1220 | 1220 | 1220 | 1220 | 1220 | 1220 | 1220 | 1220
Planned Resources [5]
Thermal | 3197.7 | 847.9 | 1521.9 | 3026.6 | 3026.6 | 3026.6 | 881.9 | 2928.9 | 3133.6 | 3133.6 | 3133.6
Natural Gas | 3177.8 | 828.1 | 1502.1 | 3006.8 | 3006.8 | 3006.8 | 862.1 | 2909.1 | 3113.8 | 3113.8 | 3113.8
Combined-cycle | 2111 | 0 | 674 | 1974 | 1974 | 1974 | 0 | 2047 | 2047 | 2047 | 2047
Combustion Turbine | 660.71 | 422 | 422 | 626.7 | 626.7 | 626.7 | 456 | 456 | 660.7 | 660.7 | 660.7
Internal Combustion Engine | 406.09 | 406.1 | 406.1 | 406.1 | 406.1 | 406.1 | 406.1 | 406.1 | 406.1 | 406.1 | 406.1
Steam Turbine | 0 | 0 | 0 | 0 | 0 | 0 | 0 | 0 | 0 | 0 | 0
Compressed Air Energy Storage | 0 | 0 | 0 | 0 | 0 | 0 | 0 | 0 | 0 | 0 | 0
Diesel | 19.9 | 19.8 | 19.8 | 19.8 | 19.8 | 19.8 | 19.8 | 19.8 | 19.8 | 19.8 | 19.8
Renewable, Intermittent | 43460.11 | 10592.9 | 28521.8 | 40689.5 | 41960.4 | 43460.4 | 20062.3 | 37474.4 | 41960.4 | 43460.4 | 43460.4
Solar | 32657.99 | 9660.1 | 23533.7 | 31739.3 | 32658.3 | 32658.3 | 17321.9 | 29259.2 | 32658.3 | 32658.3 | 32658.3
Far West | 2276.35 | 589.2 | 1066.4 | 2276.4 | 2276.4 | 2276.4 | 764.8 | 2276.4 | 2276.4 | 2276.4 | 2276.4
West | 12907.61 | 2515.8 | 8829.5 | 12907.8 | 12907.8 | 12907.8 | 6231.9 | 11399.1 | 12907.8 | 12907.8 | 12907.8
Other | 17474.03 | 6555.1 | 13637.8 | 16555.1 | 17474.1 | 17474.1 | 10325.2 | 15583.7 | 17474.1 | 17474.1 | 17474.1
Wind | 10802.12 | 932.8 | 4988.1 | 8950.2 | 9302.1 | 10802.1 | 2740.4 | 8215.2 | 9302.1 | 10802.1 | 10802.1
Coastal | 341 | 199.5 | 341 | 341 | 341 | 341 | 199.5 | 341 | 341 | 341 | 341
Panhandle | 880.8 | 0 | 259.2 | 880.8 | 880.8 | 880.8 | 259.2 | 880.8 | 880.8 | 880.8 | 880.8
Other | 9580.32 | 733.3 | 4387.9 | 7728.4 | 8080.3 | 9580.3 | 2281.7 | 6993.4 | 8080.3 | 9580.3 | 9580.3
Energy Storage | 19903.8 | 6667.77 | 14952.17 | 19847.18 | 19847.18 | 19847.18 | 11310.77 | 18641.18 | 19847.18 | 19847.18 | 19847.18
Batteries | 19903.8 | 6667.77 | 14952.17 | 19847.18 | 19847.18 | 19847.18 | 11310.77 | 18641.18 | 19847.18 | 19847.18 | 19847.18
Other | 0 | 0 | 0 | 0 | 0 | 0 | 0 | 0 | 0 | 0 | 0
Total Resources, MW | 249334.44 | 185654.07 | 212393.37 | 229990.78 | 231570.68 | 233387.68 | 204420.37 | 229764.88 | 235195.58 | 237110.58 | 237233.58
NOTES:
[1] Operational resources are those for which ERCOT has approved grid synchronization or full commercial operations. Unit level details for each resource category can be found in the Resource Details tab.
[2] Installed capacity ratings are based on the maximum power that a generating unit can produce during normal sustained operating conditions as specified by the equipment manufacturer. All gas-fired Private-Use Network (PUNs) units are reflected in the combined cycle fuel type row above. Generation and battery storage resources under extended outages with projected return dates longer than 3 years beyond the forecast month are excluded from the installed capacity totals.
[3] Summer and winter capabilities for all units are the reported Maximum Net Sustainable Ratings for those seasons. For planned projects, if Net Sustainable Capabilities are not available, then the maximum capacities reported in the RIOO-Information Services (RIOO-IS) system are used.
[4] Includes a small number of hydro units that are considered intermittent resources (run-of-river Distributed Generation hydro units).
[5] Planned resources are those for which ERCOT expects to be approved for grid synchronization or has been assigned a “Model Ready Date" (for Small Generators) by the first of the month.

## Acronyms
Acronyms
General
GIM = Generator Interconnection or Modification request
CDR = Capacity, Demand and Reserves Report
COD = Commercial Operations Date
ELCC = Effective Load Carrying Capability
HE = Hour Ending
INR = Interconnection Request Number
RIOO-IS = "Resource Integration and Ongoing Operations - Integration Services" system
RIOO-RS = "Resource Integration and Ongoing Operations - Registration Services" system
RTP = Regional Transmission Plan
TSP = Transmission Service Provider
Technology Types (For Unit Details table)
BA = Battery Energy Storage
CC = Combined-Cycle
CE = Compressed Air Energy Storage
CP = Concentrated Solar Power
EN = Energy Storage
FC = Fuel Cell
GT = Combustion (gas) Turbine, but not part of a Combined-Cycle
HY = Hydroelectric Turbine
IC = Internal Combustion Engine, e.g. Reciprocating
MWH = Direct Current Asynchronous Tie
OT = Other
PV = Photovoltaic Solar
ST = Steam Turbine other than Combined-Cycle
WT = Wind Turbine
Fuel Types (For Unit Details Table)
BIOMASS = Biomass
COAL = Coal (bituminous, subbituminous, lignite)
DIESEL = Diesel/Fuel Oil
GAS = Natural Gas
GEO = Geothermal
HYD = Hydrogen
HYDRO = Water
MWH = Direct Current Asynchronous Tie
NUCLEAR = Nuclear
OTH = Other
PET = Petroleum Coke
SOLAR-FW = Solar from the Far West CDR solar region
SOLAR-O = Solar from the Other CDR solar region
SOLAR-W = Solar from the West CDR solar region
STORAGE = Storage
WIND-C = Wind from the Coastal wind region
WIND-O = Wind from the Other wind region
WIND-P = Wind from the Panhandle wind region
CDR Status (For Unit Details table)
OPER = Operational
OPER-UNFC = Unconfirmed Fuel Conversion
OPER-UNR = Unconfirmed Planned Retirement
EXT-OUT = Extended outage
MOTH-SEA = Seasonal mothballed (Unit operating under a seasonal availability schedule)
MOTH-IND = Indefinitely mothballed
OPER-SYN = Operational, synchronized only
OPER-SLF = Operational Self-Limiting Facility (See the Definitions tab for the SLF definition)
PLAN = Planned
PLAN-SLF = Planned Self-Limiting Facility (See the Definitions tab for the SLF definition)
PLAN-RPR = An existing unit being repowered and required to submit an interconnection request (See the Definitions tab for the CDR repower definition)
RMR = Reliability Must-Run, A generation resource unit operated under the terms of an agreement with ERCOT that would not otherwise be operated except that they are necessary to provide voltage support, stability or management of localized transmission constraints under first contingency criteria.
CDR Resource Attributes (For Unit Details table)
CONV = Conventional Generation Resource (Unit that does not fall under the other CDR Attribute categories)
CONV-DGR = Conventional, Distributed Generation Resource
CONV-SLF = Conventional Generation Resource, Self-Limiting Facility (See the Definitions tab for the SLF definition)
CONV-SODG = Conventional, Settlement Only Distribution Generator
CONV-TGR = Conventional, Transmission Generation Resource unit
DC-TIE = Direct Current Asynchronous Tie
SWGR-AVA = Switchable Generation Resource, Available
SWGR-UNA = Switchable Generation Resource, Unavailable

## Definitions
Definitions
Distribution Resource Types:
Settlement Only Distribution Generator (SODG)
A generator that is connected to the Distribution System with a rating of: (1) One MW or less that chooses to register as an SODG; or (2) Greater than one and up to ten MW that is capable of providing a net export to the ERCOT System and does not register as a Distribution Generation Resource (DGR). SODGs are settled for exported energy only, but may not participate in the Ancillary Services market, Reliability Unit Commitment (RUC), Security-Constrained Economic Dispatch (SCED), or make energy offers. SODGs are listed in the SummerCapacities and WinterCapacities with a DG_ prefix in the UNIT CODE column
Distribution Generation Resource (DGR)
A Generation Resource connected to the Distribution System that is either: (1) Greater than ten MW and not registered with the Public Utility Commission of Texas (PUCT) as a self-generator; or (2) Ten MW or less that chooses to register as a Generation Resource to participate in the ERCOT markets. DGRs must be registered with ERCOT in accordance with Planning Guide Section 6.8.2, Resource Registration Process, and will be modeled in ERCOT systems in accordance with Section 3.10.7.2, Modeling of Resources and Transmission Loads. DGRs are listed in the SummerCapacities and WinterCapacities tabs with a (DGR) suffix in the UNIT NAME column
Forecast Zone
The CDR report uses Forecast Zones to identify the geographical location of generation resources. Forecast Zones generally have the same boundaries as the 2003 Congestion Management Zones with the following exceptions: A) Panhandle Zone for resources in the Texas Panhandle counties and outside the 2003 Congestion Management Zones, and B) Coastal Zone for resources in 11 counties along the Texas Gulf Coast and formerly in the South Zone of the 2003 Congestion Management Zones. There are six Forecast Zones: Coastal, Houston, North, Panhandle, South, and West. Note that the CDR Forecast Zones are only used for resource adequacy reporting and are distinct from other ERCOT geographical reporting schemes used for planning, operational, or data reporting purposes.
Installed Capacity Rating
The installed capacity rating is the maximum power that a generating unit can produce during normal sustained operating conditions as specified by the equipment manufacturer. ERCOT uses Real Power Ratings that reflect the continuous flow of power to loads (as opposed to reactive power, which is the power that flows back and forth between the power source and loads, and doesn't perform useful work.)
Mothballed Unit
A generation resource for which a generation entity has submitted a Notification of Suspension of Operations, for which ERCOT has declined to execute an RMR agreement, and for which the generation entity has not announced retirement of the generation resource. A seasonal mothballed unit is one in which the generation entity requests a seasonal operation period that must include the summer Peak Load Season, June 1 through September 30.
Mothballed Capacity
Capacity that is designated as mothballed by a generating unit's owner as described above, and which is not available for operations during the summer Peak Load Season (June, July, August and September) or winter Peak Load Season (December, January and February).
Private Use Networks (PUNs)
An electric network connected to the ERCOT transmission grid that contains load that is not directly metered by ERCOT (i.e., load that is typically netted with internal generation). The Capacity from Private Use Networks forecast estimate in the Seasonal Summary tab is based on the average available power during the seasonal peak days over the past three years, and it is adjusted for any reported changes in capacity at the start of the forecast season.
Reliability Must-Run (RMR) Unit
A generation resource unit operated under the terms of an agreement with ERCOT that would not otherwise be operated except that they are necessary to provide voltage support, stability or management of localized transmission constraints under first contingency criteria.
Repower
For CDR reporting purposes, a repower is an operational resource for which the owner plans to modify it where one of the two following conditions apply: ● The Resource Entity is changing the inverter, turbine, generator, or power converter associated with a facility with an aggregate real power rating of ten MW or greater, unless the replacement is in-kind; See Planning Guide Section 5.2.1(1)(c)(ii). ● Increasing the aggregate nameplate capacity of a generator less than ten MW to ten MW or greater. See Planning Guide Section 5.2.1(1)(c)(v).
Self-Limiting Facility (SLF)
A modeled generation station that includes one or more Generation Resources, Energy Storage Resources (ESRs), and/or Settlement Only Generators (SOGs) with an established limit on the total MW Injection that is less than the total nameplate capacity of all registered generators or Energy Storage Systems (ESSs) within the Facility. A Facility with one or more ESRs may also have an established limit on the MW Withdrawal that is less than the total nameplate MW Withdrawal rating of all ESRs within the facility. (MW Withdrawal is defined as the instantaneous Megawatt (MW) energy withdrawn from the ERCOT System as measured at the Point of Interconnection (POI) or Point of Common Coupling (POCC).
Signed SGIA (Standard Generation Interconnection Agreement)
An agreement that sets forth requirements for physical connection between an eligible transmission service customer and a transmission or distribution service provider.
Switchable Generation Resource (SWGR)
A generation resource that can be connected to either the ERCOT transmission grid or a grid outside the ERCOT Region. Unavailable SWGR installed capacities are set to zero to ensure that installed capacities for the SWGR units are properly reported in the "Seasonal Summary" natural gas resource line items.
Synchronized but not Approved for Commercial Operations Capacity
These units have met requirements to Energize Equipment (Part 1 of Generator Commissioning Checklist): provided latest model data, verified Voltage Ride-Through capability and communication capabilities specified by ERCOT Operating Guides are in place. Output for these resources is not limited once they have passed a curtailment test and the project developer has submitted an attestation for the following plant controls: Automatic Voltage Regulator (AVR), Primary Frequency Response (PFR), Voltage Support Service (VSS), and Power System Stabilizer (PSS). A Synchronized unit get approved for Commercial Operations after the plant controls have been verified by ERCOT. More information on Synchronized units can be found in the Resource Interconnection Handbook pages 24 – 33. http://www.ercot.com/content/wcm/lists/168284/Resource_Interconnection_Handbook_v1.91_01082021.docx
Unconfirmed Retirement
The capacity of Generation Resources for which a public announcement of the intent to permanently shut the unit down has been released, but a Notice of Suspension of Operations for the unit has not been received by ERCOT. To be considered an Unconfirmed Planned Retirement, the Generation Resource must meet the following criteria: (1) a specific retirement date is cited in the announcement, or other timing information is provided that indicates the unit will be unavailable for a given season and year, and (2) the announcement, with follow-up inquiry by ERCOT, does not indicate that retirement timing is highly speculative.
Wind and Solar Regions
See the "Wind-Solar Region Mapping" tab to see which counties are assigned to each region. The assigned Wind Region for each wind generation resource is indicated as "WIND-C," "WIND-P," or "WIND-O" in the Fuel columns of the summer/winter Capacities tabs. The assigned Solar Region assigned to each solar generation resources is indicated as "SOLAR-W," SOLAR-FW," and SOLAR-O."

## Wind-Solar Region Mapping
The tables below show what counties in the ERCOT region are mapped to the CDR Wind and Solar Regions.
Note: The CDR Wind and Solar Regions are intended to facilitate calculation of geographic-based Effective Load Carrying Capabilities (ELCCs) that represent wind and solar availabilities for Planning Reserve Margin calculation purposes. These are distinct from ERCOT zone definitions defined for other uses, such as the zones used for wind and solar production forecasting and reporting. These regions are reflected in the FUEL column for wind and solar units found in the Unit Details tab.
County | CDR Wind Region | County | CDR Solar Region
Aransas | Coastal | Andrews | Far West
Brazoria | Coastal | Brewster | Far West
Calhoun | Coastal | Crane | Far West
Cameron | Coastal | Culberson | Far West
Chambers | Coastal | Ector | Far West
Galveston | Coastal | El Paso | Far West
Jefferson | Coastal | Gaines | Far West
Kenedy | Coastal | Hudspeth | Far West
Kleberg | Coastal | Jeff Davis | Far West
Matagorda | Coastal | Loving | Far West
Nueces | Coastal | Midland | Far West
Orange | Coastal | Pecos | Far West
Refugio | Coastal | Presidio | Far West
San Patricio | Coastal | Reeves | Far West
Willacy | Coastal | Terrell | Far West
Anderson | Other | Upton | Far West
Angelina | Other | Ward | Far West
Bell | Other | Winkler | Far West
Bosque | Other | Yoakum | Far West
Bowie | Other | Bandera | Other
Brazos | Other | Bell | Other
Brown | Other | Blanco | Other
Camp | Other | Bosque | Other
Cass | Other | Brown | Other
Cherokee | Other | Burnet | Other
Collin | Other | Collin | Other
Comanche | Other | Comal | Other
Cooke | Other | Comanche | Other
Coryell | Other | Cooke | Other
Dallas | Other | Coryell | Other
Delta | Other | Dallas | Other
Denton | Other | Denton | Other
Eastland | Other | Eastland | Other
Ellis | Other | Edwards | Other
Erath | Other | Ellis | Other
Falls | Other | Erath | Other
Fannin | Other | Gillespie | Other
Franklin | Other | Grayson | Other
Freestone | Other | Hamilton | Other
Grayson | Other | Hays | Other
Gregg | Other | Hill | Other
Grimes | Other | Hood | Other
Hamilton | Other | Jack | Other
Harrison | Other | Johnson | Other
Henderson | Other | Kendall | Other
Hill | Other | Kerr | Other
Hood | Other | Kimble | Other
Hopkins | Other | Lampasas | Other
Houston | Other | Llano | Other
Hunt | Other | Mason | Other
Jack | Other | McCulloch | Other
Jasper | Other | McLennan | Other
Johnson | Other | Mills | Other
Kaufman | Other | Montague | Other
Lamar | Other | Palo Pinto | Other
Lampasas | Other | Parker | Other
Leon | Other | Real | Other
Limestone | Other | San Saba | Other
Madison | Other | Somervell | Other
Marion | Other | Stephens | Other
McLennan | Other | Tarrant | Other
Mills | Other | Travis | Other
Montague | Other | Williamson | Other
Morris | Other | Wise | Other
Nacogdoches | Other | Young | Other
Navarro | Other | Anderson | Other
Newton | Other | Angelina | Other
Palo Pinto | Other | Austin | Other
Panola | Other | Bastrop | Other
Parker | Other | Bowie | Other
Polk | Other | Brazoria | Other
Rains | Other | Brazos | Other
Red River | Other | Burleson | Other
Robertson | Other | Caldwell | Other
Rockwall | Other | Camp | Other
Rusk | Other | Cass | Other
Sabine | Other | Chambers | Other
San Augustine | Other | Cherokee | Other
San Jacinto | Other | Colorado | Other
San Saba | Other | Delta | Other
Shelby | Other | Falls | Other
Smith | Other | Fannin | Other
Somervell | Other | Fayette | Other
Stephens | Other | Fort Bend | Other
Tarrant | Other | Franklin | Other
Titus | Other | Freestone | Other
Trinity | Other | Galveston | Other
Tyler | Other | Gregg | Other
Upshur | Other | Grimes | Other
Van Zandt | Other | Hardin | Other
Walker | Other | Harris | Other
Wise | Other | Harrison | Other
Wood | Other | Henderson | Other
Atascosa | Other | Hopkins | Other
Austin | Other | Houston | Other
Bandera | Other | Hunt | Other
Bastrop | Other | Jackson | Other
Bee | Other | Jasper | Other
Bexar | Other | Jefferson | Other
Blanco | Other | Kaufman | Other
Brooks | Other | Lamar | Other
Burleson | Other | Lavaca | Other
Burnet | Other | Lee | Other
Caldwell | Other | Leon | Other
Colorado | Other | Liberty | Other
Comal | Other | Limestone | Other
DeWitt | Other | Madison | Other
Dimmit | Other | Marion | Other
Duval | Other | Matagorda | Other
Edwards | Other | Milam | Other
Fayette | Other | Montgomery | Other
Fort Bend | Other | Morris | Other
Frio | Other | Nacogdoches | Other
Gillespie | Other | Navarro | Other
Goliad | Other | Newton | Other
Gonzales | Other | Orange | Other
Guadalupe | Other | Panola | Other
Hardin | Other | Polk | Other
Harris | Other | Rains | Other
Hays | Other | Red River | Other
Hidalgo | Other | Robertson | Other
Jackson | Other | Rockwall | Other
Jim Hogg | Other | Rusk | Other
Jim Wells | Other | Sabine | Other
Karnes | Other | San Augustine | Other
Kendall | Other | San Jacinto | Other
Kerr | Other | Shelby | Other
Kimble | Other | Smith | Other
Kinney | Other | Titus | Other
La Salle | Other | Trinity | Other
Lavaca | Other | Tyler | Other
Lee | Other | Upshur | Other
Liberty | Other | Van Zandt | Other
Live Oak | Other | Walker | Other
Llano | Other | Waller | Other
Mason | Other | Washington | Other
Maverick | Other | Wharton | Other
McCulloch | Other | Wood | Other
McMullen | Other | Aransas | Other
Medina | Other | Atascosa | Other
Milam | Other | Bee | Other
Montgomery | Other | Bexar | Other
Real | Other | Brooks | Other
Starr | Other | Calhoun | Other
Travis | Other | Cameron | Other
Uvalde | Other | DeWitt | Other
Victoria | Other | Dimmit | Other
Waller | Other | Duval | Other
Washington | Other | Frio | Other
Webb | Other | Goliad | Other
Wharton | Other | Gonzales | Other
Williamson | Other | Guadalupe | Other
Wilson | Other | Hidalgo | Other
Zapata | Other | Jim Hogg | Other
Zavala | Other | Jim Wells | Other
Andrews | Other | Karnes | Other
Archer | Other | Kenedy | Other
Baylor | Other | Kinney | Other
Borden | Other | Kleberg | Other
Brewster | Other | La Salle | Other
Callahan | Other | Live Oak | Other
Clay | Other | Maverick | Other
Coke | Other | McMullen | Other
Coleman | Other | Medina | Other
Concho | Other | Nueces | Other
Cottle | Other | Refugio | Other
Crane | Other | San Patricio | Other
Crockett | Other | Starr | Other
Culberson | Other | Uvalde | Other
Dawson | Other | Victoria | Other
Ector | Other | Webb | Other
El Paso | Other | Willacy | Other
Fisher | Other | Wilson | Other
Foard | Other | Zapata | Other
Gaines | Other | Zavala | Other
Garza | Other | Archer | West
Glasscock | Other | Baylor | West
Hardeman | Other | Borden | West
Haskell | Other | Callahan | West
Howard | Other | Clay | West
Hudspeth | Other | Coke | West
Irion | Other | Coleman | West
Jeff Davis | Other | Concho | West
Jones | Other | Crockett | West
Kent | Other | Fisher | West
King | Other | Glasscock | West
Knox | Other | Haskell | West
Loving | Other | Howard | West
Lynn | Other | Irion | West
Martin | Other | Jones | West
Menard | Other | Knox | West
Midland | Other | Martin | West
Mitchell | Other | Menard | West
Nolan | Other | Mitchell | West
Pecos | Other | Nolan | West
Presidio | Other | Reagan | West
Reagan | Other | Runnels | West
Reeves | Other | Schleicher | West
Runnels | Other | Scurry | West
Schleicher | Other | Shackelford | West
Scurry | Other | Sterling | West
Shackelford | Other | Stonewall | West
Sterling | Other | Sutton | West
Stonewall | Other | Taylor | West
Sutton | Other | Throckmorton | West
Taylor | Other | Tom Green | West
Terrell | Other | Val Verde | West
Terry | Other | Wichita | West
Throckmorton | Other | Wilbarger | West
Tom Green | Other | Armstrong | West
Upton | Other | Bailey | West
Val Verde | Other | Briscoe | West
Ward | Other | Carson | West
Wichita | Other | Castro | West
Wilbarger | Other | Childress | West
Winkler | Other | Cochran | West
Yoakum | Other | Collingsworth | West
Young | Other | Cottle | West
Armstrong | Panhandle | Crosby | West
Bailey | Panhandle | Dallam | West
Briscoe | Panhandle | Dawson | West
Carson | Panhandle | Deaf Smith | West
Castro | Panhandle | Dickens | West
Childress | Panhandle | Donley | West
Cochran | Panhandle | Floyd | West
Collingsworth | Panhandle | Foard | West
Crosby | Panhandle | Garza | West
Dallam | Panhandle | Gray | West
Deaf Smith | Panhandle | Hale | West
Dickens | Panhandle | Hall | West
Donley | Panhandle | Hansford | West
Floyd | Panhandle | Hardeman | West
Gray | Panhandle | Hartley | West
Hale | Panhandle | Hemphill | West
Hall | Panhandle | Hockley | West
Hansford | Panhandle | Hutchinson | West
Hartley | Panhandle | Kent | West
Hemphill | Panhandle | King | West
Hockley | Panhandle | Lamb | West
Hutchinson | Panhandle | Lipscomb | West
Lamb | Panhandle | Lubbock | West
Lipscomb | Panhandle | Lynn | West
Lubbock | Panhandle | Moore | West
Moore | Panhandle | Motley | West
Motley | Panhandle | Ochiltree | West
Ochiltree | Panhandle | Oldham | West
Oldham | Panhandle | Parmer | West
Parmer | Panhandle | Potter | West
Potter | Panhandle | Randall | West
Randall | Panhandle | Roberts | West
Roberts | Panhandle | Sherman | West
Sherman | Panhandle | Swisher | West
Swisher | Panhandle | Terry | West
Wheeler | Panhandle | Wheeler | West